## Bus
Index | Name | No | Type | BaseKV | VM | VA | GL | BL | VM_Min | VM_Max | Area | Zone | Owner
1 | BUS1 | 1 | 0 | 0 | 0.95661 | -10.613 | 0 | 0 | 0.94 | 1.05 | 1 | 1 | 101
2 | BUS2 | 2 | 0 | 0 | 0.97187 | -9.492 | 0 | 0 | 0.95 | 1.06 | 1 | 1 | 101
3 | BUS3 | 3 | 0 | 0 | 0.96838 | -9.954 | 0 | 0 | 0.95 | 1.06 | 1 | 1 | 101
4 | BUS4 | 4 | 2 | 0 | 0.998 | -7.46 | 0 | 0 | 0.99 | 1.09 | 1 | 1 | 101
5 | BUS5 | 5 | 0 | 0 | 1.0013 | -7.084 | 0 | 0 | 0.99 | 1.09 | 1 | 1 | 101
6 | BUS6 | 6 | 2 | 0 | 0.99 | -8.363 | 0 | 0 | 0.97 | 1.09 | 1 | 1 | 101
7 | BUS7 | 7 | 0 | 0 | 0.98922 | -8.431 | 0 | 0 | 0.97 | 1.09 | 1 | 1 | 101
8 | BUS8 | 8 | 2 | 0 | 1.015 | -3.846 | 0 | 0 | 0.98 | 1.09 | 1 | 1 | 101
9 | BUS9 | 9 | 0 | 0 | 1.0491 | 0.03 | 0 | 0 | 0.98 | 1.09 | 1 | 1 | 101
10 | BUS10 | 10 | 2 | 0 | 1.05 | 4.161 | 0 | 0 | 0.98 | 1.09 | 1 | 1 | 101
11 | BUS11 | 11 | 0 | 0 | 0.98534 | -8.461 | 0 | 0 | 0.97 | 1.08 | 1 | 1 | 101
12 | BUS12 | 12 | 2 | 0 | 0.99 | -8.17 | 0 | 0 | 0.98 | 1.09 | 1 | 1 | 101
13 | BUS13 | 13 | 0 | 0 | 0.9685 | -9.379 | 0 | 0 | 0.95 | 1.05 | 1 | 1 | 101
14 | BUS14 | 14 | 0 | 0 | 0.98362 | -8.574 | 0 | 0 | 0.98 | 1.07 | 1 | 1 | 101
15 | BUS15 | 15 | 2 | 0 | 0.97 | -7.991 | 0 | 0 | 0.98 | 1.05 | 1 | 1 | 101
16 | BUS16 | 16 | 0 | 0 | 0.98353 | -8.223 | 0 | 0 | 0.98 | 1.07 | 1 | 1 | 101
17 | BUS17 | 17 | 0 | 0 | 0.99422 | -5.88 | 0 | 0 | 0.98 | 1.09 | 1 | 1 | 101
18 | BUS18 | 18 | 2 | 0 | 0.973 | -6.782 | 0 | 0 | 0.98 | 1.07 | 1 | 1 | 101
19 | BUS19 | 19 | 2 | 0 | 0.96522 | -7.809 | 0 | 0 | 0.98 | 1.06 | 1 | 1 | 101
20 | BUS20 | 20 | 0 | 0 | 0.96208 | -8.157 | 0 | 0 | 0.96 | 1.04 | 1 | 1 | 101
21 | BUS21 | 21 | 0 | 0 | 0.96385 | -7.473 | 0 | 0 | 0.95 | 1.03 | 1 | 1 | 101
22 | BUS22 | 22 | 0 | 0 | 0.97522 | -5.948 | 0 | 0 | 0.97 | 1.04 | 1 | 1 | 101
23 | BUS23 | 23 | 0 | 0 | 1.0027 | -2.651 | 0 | 0 | 0.98 | 1.09 | 1 | 1 | 101
24 | BUS24 | 24 | 2 | 0 | 0.992 | -3.982 | 0 | 0 | 0.98 | 1.09 | 1 | 1 | 101
25 | BUS25 | 25 | 2 | 0 | 1.05 | 3.201 | 0 | 0 | 0.98 | 1.09 | 1 | 1 | 101
26 | BUS26 | 26 | 2 | 0 | 1.015 | 4.482 | 0 | 0 | 0.98 | 1.09 | 1 | 1 | 101
27 | BUS27 | 27 | 2 | 0 | 0.968 | -5.956 | 0 | 0 | 0.96 | 1.09 | 1 | 1 | 101
28 | BUS28 | 28 | 0 | 0 | 0.96147 | -6.839 | 0 | 0 | 0.94 | 1.08 | 1 | 1 | 101
29 | BUS29 | 29 | 0 | 0 | 0.96292 | -6.891 | 0 | 0 | 0.93 | 1.08 | 1 | 1 | 101
30 | BUS30 | 30 | 0 | 0 | 0.99153 | -3.546 | 0 | 0 | 0.98 | 1.06 | 1 | 1 | 101
31 | BUS31 | 31 | 2 | 0 | 0.967 | -6.439 | 0 | 0 | 0.94 | 1.09 | 1 | 1 | 102
32 | BUS32 | 32 | 2 | 0 | 0.96872 | -5.386 | 0 | 0 | 0.97 | 1.08 | 1 | 1 | 102
33 | BUS33 | 33 | 0 | 0 | 0.97367 | -8.739 | 0 | 0 | 0.96 | 1.04 | 2 | 2 | 102
34 | BUS34 | 34 | 2 | 0 | 0.991 | -7.992 | 0 | 0 | 0.97 | 1.08 | 2 | 2 | 102
35 | BUS35 | 35 | 0 | 0 | 0.98723 | -7.963 | 0 | 0 | 0.96 | 1.08 | 2 | 2 | 102
36 | BUS36 | 36 | 2 | 0 | 0.98693 | -7.815 | 0 | 0 | 0.96 | 1.08 | 2 | 2 | 102
37 | BUS37 | 37 | 0 | 0 | 0.99643 | -7.776 | 0 | 0 | 0.98 | 1.09 | 2 | 2 | 102
38 | BUS38 | 38 | 0 | 0 | 0.97176 | -5.037 | 0 | 0 | 0.95 | 1.04 | 2 | 2 | 102
39 | BUS39 | 39 | 0 | 0 | 0.97263 | -9.578 | 0 | 0 | 0.93 | 1.09 | 2 | 2 | 102
40 | BUS40 | 40 | 2 | 0 | 0.97 | -9.742 | 0 | 0 | 0.93 | 1.09 | 2 | 2 | 102
41 | BUS41 | 41 | 0 | 0 | 0.96673 | -9.956 | 0 | 0 | 0.93 | 1.09 | 2 | 2 | 102
42 | BUS42 | 42 | 2 | 0 | 0.985 | -7.725 | 0 | 0 | 0.92 | 1.09 | 2 | 2 | 102
43 | BUS43 | 43 | 0 | 0 | 0.98352 | -8.976 | 0 | 0 | 0.96 | 1.06 | 2 | 2 | 102
44 | BUS44 | 44 | 0 | 0 | 0.98913 | -7.885 | 0 | 0 | 0.97 | 1.06 | 2 | 2 | 102
45 | BUS45 | 45 | 0 | 0 | 0.98982 | -6.566 | 0 | 0 | 0.98 | 1.06 | 2 | 2 | 102
46 | BUS46 | 46 | 2 | 0 | 1.005 | -3.151 | 0 | 0 | 0.98 | 1.09 | 2 | 2 | 102
47 | BUS47 | 47 | 0 | 0 | 1.0188 | -3.482 | 0 | 0 | 0.98 | 1.09 | 2 | 2 | 102
48 | BUS48 | 48 | 0 | 0 | 1.021 | -3.685 | 0 | 0 | 0.98 | 1.09 | 2 | 2 | 102
49 | BUS49 | 49 | 2 | 0 | 1.025 | -3.205 | 0 | 0 | 0.98 | 1.09 | 2 | 2 | 102
50 | BUS50 | 50 | 0 | 0 | 1.0027 | -4.259 | 0 | 0 | 0.99 | 1.09 | 2 | 2 | 102
51 | BUS51 | 51 | 0 | 0 | 0.96993 | -5.58 | 0 | 0 | 0.97 | 1.07 | 2 | 2 | 102
52 | BUS52 | 52 | 0 | 0 | 0.95996 | -6.167 | 0 | 0 | 0.97 | 1.06 | 2 | 2 | 102
53 | BUS53 | 53 | 0 | 0 | 0.94746 | -6.142 | 0 | 0 | 0.96 | 1.06 | 2 | 2 | 102
54 | BUS54 | 54 | 2 | 0 | 0.955 | -4.492 | 0 | 0 | 0.97 | 1.09 | 2 | 2 | 102
55 | BUS55 | 55 | 2 | 0 | 0.95542 | -4.539 | 0 | 0 | 0.97 | 1.09 | 2 | 2 | 102
56 | BUS56 | 56 | 2 | 0 | 0.95671 | -4.744 | 0 | 0 | 0.97 | 1.09 | 2 | 2 | 102
57 | BUS57 | 57 | 0 | 0 | 0.97334 | -4.939 | 0 | 0 | 0.98 | 1.08 | 2 | 2 | 102
58 | BUS58 | 58 | 0 | 0 | 0.96197 | -5.522 | 0 | 0 | 0.97 | 1.07 | 2 | 2 | 103
59 | BUS59 | 59 | 2 | 0 | 0.985 | -5.118 | 0 | 0 | 0.98 | 1.09 | 2 | 2 | 103
60 | BUS60 | 60 | 0 | 0 | 0.99328 | -3.126 | 0 | 0 | 0.99 | 1.09 | 2 | 2 | 103
61 | BUS61 | 61 | 2 | 0 | 0.995 | -2.397 | 0 | 0 | 0.99 | 1.09 | 2 | 2 | 103
62 | BUS62 | 62 | 2 | 0 | 0.998 | -2.859 | 0 | 0 | 0.98 | 1.09 | 2 | 2 | 103
63 | BUS63 | 63 | 0 | 0 | 0.97098 | -3.138 | 0 | 0 | 0.96 | 1.06 | 2 | 2 | 103
64 | BUS64 | 64 | 0 | 0 | 0.98518 | -2.132 | 0 | 0 | 0.98 | 1.07 | 2 | 2 | 103
65 | BUS65 | 65 | 2 | 0 | 1.005 | -0.354 | 0 | 0 | 0.98 | 1.07 | 2 | 2 | 103
66 | BUS66 | 66 | 2 | 0 | 1.05 | -1.199 | 0 | 0 | 0.98 | 1.09 | 2 | 2 | 103
67 | BUS67 | 67 | 0 | 0 | 1.0202 | -2.756 | 0 | 0 | 0.98 | 1.09 | 2 | 2 | 103
68 | BUS68 | 68 | 0 | 0 | 1.0029 | -0.56 | 0 | 0 | 0.98 | 1.08 | 2 | 2 | 103
69 | BUS69 | 69 | 3 | 0 | 1.035 | 0 | 0 | 0 | 0.98 | 1.09 | 2 | 2 | 103
70 | BUS70 | 70 | 2 | 0 | 0.98493 | -5.176 | 0 | 0 | 0.98 | 1.06 | 1 | 1 | 103
71 | BUS71 | 71 | 0 | 0 | 0.98685 | -5.998 | 0 | 0 | 0.99 | 1.06 | 1 | 1 | 103
72 | BUS72 | 72 | 2 | 0 | 0.98 | -5.29 | 0 | 0 | 0.99 | 1.09 | 1 | 1 | 103
73 | BUS73 | 73 | 2 | 0 | 0.991 | -7.175 | 0 | 0 | 0.99 | 1.06 | 1 | 1 | 103
74 | BUS74 | 74 | 2 | 0 | 0.958 | -6.439 | 0 | 0 | 0.93 | 1.03 | 1 | 1 | 103
75 | BUS75 | 75 | 0 | 0 | 0.97388 | -5.419 | 0 | 0 | 0.94 | 1.04 | 1 | 1 | 103
76 | BUS76 | 76 | 2 | 0 | 0.943 | -5.21 | 0 | 0 | 0.93 | 1.02 | 2 | 2 | 103
77 | BUS77 | 77 | 2 | 0 | 1.006 | -3.226 | 0 | 0 | 0.98 | 1.08 | 2 | 2 | 103
78 | BUS78 | 78 | 0 | 0 | 1.0126 | -3.735 | 0 | 0 | 0.99 | 1.07 | 2 | 2 | 104
79 | BUS79 | 79 | 0 | 0 | 1.0163 | -3.86 | 0 | 0 | 0.99 | 1.07 | 2 | 2 | 104
80 | BUS80 | 80 | 2 | 0 | 1.04 | -2.803 | 0 | 0 | 0.99 | 1.09 | 2 | 2 | 104
81 | BUS81 | 81 | 0 | 0 | 0.99518 | -1.386 | 0 | 0 | 0.98 | 1.07 | 2 | 2 | 104
82 | BUS82 | 82 | 2 | 0 | 1 | -4.327 | 0 | 0 | 0.98 | 1.09 | 3 | 3 | 104
83 | BUS83 | 83 | 0 | 0 | 0.99536 | -4.25 | 0 | 0 | 0.99 | 1.07 | 3 | 3 | 104
84 | BUS84 | 84 | 0 | 0 | 0.98687 | -3.499 | 0 | 0 | 0.96 | 1.03 | 3 | 3 | 104
85 | BUS85 | 85 | 2 | 0 | 0.985 | -2.81 | 0 | 0 | 0.96 | 1.02 | 3 | 3 | 104
86 | BUS86 | 86 | 0 | 0 | 0.9927 | -0.458 | 0 | 0 | 0.93 | 0.96 | 3 | 3 | 104
87 | BUS87 | 87 | 2 | 0 | 1.015 | 5.694 | 0 | 0 | 0.98 | 1.09 | 3 | 3 | 104
88 | BUS88 | 88 | 0 | 0 | 0.99121 | -3.477 | 0 | 0 | 0.98 | 1.06 | 3 | 3 | 104
89 | BUS89 | 89 | 2 | 0 | 1.005 | -2.031 | 0 | 0 | 0.98 | 1.09 | 3 | 3 | 104
90 | BUS90 | 90 | 2 | 0 | 0.985 | -5.733 | 0 | 0 | 0.98 | 1.09 | 3 | 3 | 104
91 | BUS91 | 91 | 2 | 0 | 0.98 | -5.934 | 0 | 0 | 0.98 | 1.09 | 3 | 3 | 104
92 | BUS92 | 92 | 2 | 0 | 0.99 | -2.84 | 0 | 0 | 0.98 | 1.09 | 3 | 3 | 104
93 | BUS93 | 93 | 0 | 0 | 0.99583 | -3.729 | 0 | 0 | 0.98 | 1.08 | 3 | 3 | 104
94 | BUS94 | 94 | 0 | 0 | 0.99686 | -4.058 | 0 | 0 | 0.98 | 1.07 | 3 | 3 | 104
95 | BUS95 | 95 | 0 | 0 | 0.98761 | -4.74 | 0 | 0 | 0.98 | 1.05 | 3 | 3 | 104
96 | BUS96 | 96 | 0 | 0 | 0.99965 | -4.556 | 0 | 0 | 0.98 | 1.07 | 3 | 3 | 104
97 | BUS97 | 97 | 0 | 0 | 1.0149 | -4.031 | 0 | 0 | 0.98 | 1.08 | 2 | 2 | 104
98 | BUS98 | 98 | 0 | 0 | 1.0235 | -3.955 | 0 | 0 | 0.98 | 1.08 | 2 | 2 | 104
99 | BUS99 | 99 | 2 | 0 | 1.01 | -4.436 | 0 | 0 | 0.98 | 1.09 | 2 | 2 | 104
100 | BUS100 | 100 | 2 | 0 | 1.017 | -2.644 | 0 | 0 | 0.98 | 1.09 | 3 | 3 | 104
101 | BUS101 | 101 | 0 | 0 | 0.99798 | -3.587 | 0 | 0 | 0.98 | 1.08 | 3 | 3 | 104
102 | BUS102 | 102 | 0 | 0 | 1 | -3.191 | 0 | 0 | 0.98 | 1.09 | 3 | 3 | 104
103 | BUS103 | 103 | 2 | 0 | 1.01 | -2.374 | 0 | 0 | 0.98 | 1.09 | 3 | 3 | 104
104 | BUS104 | 104 | 2 | 0 | 0.971 | -2.091 | 0 | 0 | 0.99 | 1.08 | 3 | 3 | 104
105 | BUS105 | 105 | 2 | 0 | 0.99412 | -1.861 | 0 | 0 | 0.98 | 1.08 | 3 | 3 | 104
106 | BUS106 | 106 | 0 | 0 | 0.98175 | -3.146 | 0 | 0 | 0.96 | 1.07 | 3 | 3 | 104
107 | BUS107 | 107 | 2 | 0 | 0.952 | -3.487 | 0 | 0 | 0.94 | 1.06 | 3 | 3 | 104
108 | BUS108 | 108 | 0 | 0 | 0.98403 | -0.773 | 0 | 0 | 0.98 | 1.08 | 3 | 3 | 104
109 | BUS109 | 109 | 0 | 0 | 0.98011 | -0.288 | 0 | 0 | 0.98 | 1.08 | 3 | 3 | 104
110 | BUS110 | 110 | 2 | 0 | 0.97379 | 1.349 | 0 | 0 | 0.97 | 1.09 | 3 | 3 | 104
111 | BUS111 | 111 | 2 | 0 | 0.98 | 3.736 | 0 | 0 | 0.97 | 1.09 | 3 | 3 | 104
112 | BUS112 | 112 | 2 | 0 | 0.975 | 2.634 | 0 | 0 | 0.97 | 1.09 | 3 | 3 | 104
113 | BUS113 | 113 | 2 | 0 | 0.993 | -4.632 | 0 | 0 | 0.98 | 1.09 | 1 | 1 | 104
114 | BUS114 | 114 | 0 | 0 | 0.96343 | -6.185 | 0 | 0 | 0.96 | 1.08 | 1 | 1 | 104
115 | BUS115 | 115 | 0 | 0 | 0.96296 | -6.273 | 0 | 0 | 0.96 | 1.08 | 1 | 1 | 104
116 | BUS116 | 116 | 2 | 0 | 1.005 | -0.519 | 0 | 0 | 0.98 | 1.09 | 2 | 2 | 104
117 | BUS117 | 117 | 0 | 0 | 0.98241 | -8.213 | 0 | 0 | 0.95 | 1.06 | 1 | 1 | 104
118 | BUS118 | 118 | 0 | 0 | 0.95815 | -5.778 | 0 | 0 | 0.93 | 1.03 | 2 | 2 | 104
Note on B1: Zuyi Li: Bus Name
Note on C1: Zuyi Li: Bus Number (1 to 99999)
Note on D1: Zuyi Li: Bus Type 0: unregulated (load, PQ) 1: hold MVAR generation within voltage limits (gen, PQ) 2: hold voltage within VAR limits (gen, PV) 3: hold voltage and angle (swing, V-Theta; must always have one) 4: isolated
Note on E1: Zuyi Li: Bus base volatge (DEAFULT: 0; kV)
Note on F1: Zuyi Li: Bus voltage magnitude (DEFAULT: 1; p.u.)
Note on G1: Zuyi Li: Bus voltage angle (DEFAULT: 1; degree)
Note on H1: Zuyi Li: Shunt conductance (DEAFULT: 0; MW)
Note on I1: Zuyi Li: Shunt susceptance (DEAFULT: 0; MVAR)
Note on J1: Zuyi Li: Minimum bus voltage magnitude. (DEFAULT: 0.85; p.u.)
Note on K1: Zuyi Li: Maximum bus voltage magnitude. (DEFAULT: 1.15; p.u.)
Note on L1: Zuyi Li: Area number (DEFAULT: 1)
Note on M1: Zuyi Li: Zone number (DEFAULT: 1)
Note on N1: Zuyi Li: Owner number (DEFAULT: 1)

## Load
Index | Name | ID | BusNo | Status | PL | QL | Area | Zone | Owner
1 | Load1 | 1 | 1 | 1 | 92.038 | 8.66 | 1 | 1 | 201
2 | Load2 | 1 | 2 | 1 | 36.091 | 9.55 | 1 | 1 | 201
3 | Load3 | 1 | 3 | 1 | 70.38 | 10.62 | 1 | 1 | 201
4 | Load4 | 1 | 4 | 1 | 54.145 | 12.74 | 1 | 1 | 201
5 | Load5 | 1 | 6 | 1 | 93.84 | 23.35 | 1 | 1 | 201
6 | Load6 | 1 | 7 | 1 | 34.289 | 2.12 | 1 | 1 | 201
7 | Load7 | 1 | 11 | 1 | 126.327 | 24.42 | 1 | 1 | 201
8 | Load8 | 1 | 12 | 1 | 84.813 | 10.62 | 1 | 1 | 201
9 | Load9 | 1 | 13 | 1 | 61.353 | 16.99 | 1 | 1 | 201
10 | Load10 | 1 | 14 | 1 | 25.262 | 1.06 | 1 | 1 | 201
11 | Load11 | 1 | 15 | 1 | 162.418 | 31.85 | 1 | 1 | 201
12 | Load12 | 1 | 16 | 1 | 45.118 | 10.62 | 1 | 1 | 201
13 | Load13 | 1 | 17 | 1 | 19.856 | 3.18 | 1 | 1 | 201
14 | Load14 | 1 | 18 | 1 | 108.273 | 36.09 | 1 | 1 | 201
15 | Load15 | 1 | 19 | 1 | 81.209 | 26.54 | 1 | 1 | 201
16 | Load16 | 1 | 20 | 1 | 32.487 | 3.18 | 1 | 1 | 201
17 | Load17 | 1 | 21 | 1 | 25.262 | 8.49 | 1 | 1 | 201
18 | Load18 | 1 | 22 | 1 | 18.054 | 5.31 | 1 | 1 | 201
19 | Load19 | 1 | 23 | 1 | 12.631 | 3.18 | 1 | 1 | 201
20 | Load20 | 1 | 27 | 1 | 111.894 | 13.8 | 1 | 1 | 201
21 | Load21 | 1 | 28 | 1 | 30.685 | 7.43 | 1 | 1 | 202
22 | Load22 | 1 | 29 | 1 | 43.316 | 4.25 | 1 | 1 | 202
23 | Load23 | 1 | 31 | 1 | 77.605 | 28.66 | 1 | 1 | 202
24 | Load24 | 1 | 32 | 1 | 106.471 | 24.42 | 1 | 1 | 202
25 | Load25 | 1 | 33 | 1 | 41.514 | 9.55 | 2 | 2 | 202
26 | Load26 | 1 | 34 | 1 | 106.471 | 27.6 | 2 | 2 | 202
27 | Load27 | 1 | 35 | 1 | 59.551 | 9.55 | 2 | 2 | 202
28 | Load28 | 1 | 36 | 1 | 55.947 | 18.05 | 2 | 2 | 202
29 | Load29 | 1 | 39 | 1 | 45.9 | 11 | 2 | 2 | 202
30 | Load30 | 1 | 40 | 1 | 34 | 23 | 2 | 2 | 202
31 | Load31 | 1 | 41 | 1 | 62.9 | 10 | 2 | 2 | 202
32 | Load32 | 1 | 42 | 1 | 62.9 | 23 | 2 | 2 | 202
33 | Load33 | 1 | 43 | 1 | 30.6 | 7 | 2 | 2 | 202
34 | Load34 | 1 | 44 | 1 | 27.2 | 8 | 2 | 2 | 202
35 | Load35 | 1 | 45 | 1 | 90.1 | 22 | 2 | 2 | 202
36 | Load36 | 1 | 46 | 1 | 47.6 | 10 | 2 | 2 | 202
37 | Load37 | 1 | 47 | 1 | 57.8 | 0 | 2 | 2 | 202
38 | Load38 | 1 | 48 | 1 | 34 | 11 | 2 | 2 | 202
39 | Load39 | 1 | 49 | 1 | 147.9 | 30 | 2 | 2 | 202
40 | Load40 | 1 | 50 | 1 | 28.9 | 4 | 2 | 2 | 202
41 | Load41 | 1 | 51 | 1 | 28.9 | 8 | 2 | 2 | 203
42 | Load42 | 1 | 52 | 1 | 30.6 | 5 | 2 | 2 | 203
43 | Load43 | 1 | 53 | 1 | 39.1 | 11 | 2 | 2 | 203
44 | Load44 | 1 | 54 | 1 | 192.1 | 32 | 2 | 2 | 203
45 | Load45 | 1 | 55 | 1 | 107.1 | 22 | 2 | 2 | 203
46 | Load46 | 1 | 56 | 1 | 142.8 | 18 | 2 | 2 | 203
47 | Load47 | 1 | 57 | 1 | 20.4 | 3 | 2 | 2 | 203
48 | Load48 | 1 | 58 | 1 | 20.4 | 3 | 2 | 2 | 203
49 | Load49 | 1 | 59 | 1 | 470.9 | 113 | 2 | 2 | 203
50 | Load50 | 1 | 60 | 1 | 132.6 | 3 | 2 | 2 | 203
51 | Load51 | 1 | 62 | 1 | 130.9 | 14 | 2 | 2 | 203
52 | Load52 | 1 | 66 | 1 | 66.3 | 18 | 2 | 2 | 203
53 | Load53 | 1 | 67 | 1 | 47.6 | 7 | 2 | 2 | 203
54 | Load54 | 1 | 70 | 1 | 112.2 | 20 | 1 | 1 | 203
55 | Load55 | 1 | 74 | 1 | 115.6 | 27 | 1 | 1 | 203
56 | Load56 | 1 | 75 | 1 | 79.9 | 11 | 1 | 1 | 203
57 | Load57 | 1 | 76 | 1 | 115.6 | 36 | 2 | 2 | 203
58 | Load58 | 1 | 77 | 1 | 103.7 | 28 | 2 | 2 | 203
59 | Load59 | 1 | 78 | 1 | 120.7 | 26 | 2 | 2 | 203
60 | Load60 | 1 | 79 | 1 | 66.3 | 32 | 2 | 2 | 203
61 | Load61 | 1 | 80 | 1 | 221 | 26 | 2 | 2 | 204
62 | Load62 | 1 | 82 | 1 | 91.8 | 27 | 3 | 3 | 204
63 | Load63 | 1 | 83 | 1 | 34 | 10 | 3 | 3 | 204
64 | Load64 | 1 | 84 | 1 | 18.7 | 7 | 3 | 3 | 204
65 | Load65 | 1 | 85 | 1 | 40.8 | 15 | 3 | 3 | 204
66 | Load66 | 1 | 86 | 1 | 35.7 | 10 | 3 | 3 | 204
67 | Load67 | 1 | 88 | 1 | 81.6 | 10 | 3 | 3 | 204
68 | Load68 | 1 | 90 | 1 | 132.6 | 42 | 3 | 3 | 204
69 | Load69 | 1 | 92 | 1 | 110.5 | 10 | 3 | 3 | 204
70 | Load70 | 1 | 93 | 1 | 20.4 | 7 | 3 | 3 | 204
71 | Load71 | 1 | 94 | 1 | 51 | 16 | 3 | 3 | 204
72 | Load72 | 1 | 95 | 1 | 71.4 | 31 | 3 | 3 | 204
73 | Load73 | 1 | 96 | 1 | 64.6 | 15 | 3 | 3 | 204
74 | Load74 | 1 | 97 | 1 | 25.5 | 9 | 2 | 2 | 204
75 | Load75 | 1 | 98 | 1 | 57.8 | 8 | 2 | 2 | 204
76 | Load76 | 1 | 100 | 1 | 62.9 | 18 | 3 | 3 | 204
77 | Load77 | 1 | 101 | 1 | 37.4 | 15 | 3 | 3 | 204
78 | Load78 | 1 | 102 | 1 | 8.5 | 3 | 3 | 3 | 204
79 | Load79 | 1 | 103 | 1 | 39.1 | 16 | 3 | 3 | 204
80 | Load80 | 1 | 104 | 1 | 64.6 | 25 | 3 | 3 | 204
81 | Load81 | 1 | 105 | 1 | 52.7 | 26 | 3 | 3 | 205
82 | Load82 | 1 | 106 | 1 | 73.1 | 16 | 3 | 3 | 205
83 | Load83 | 1 | 107 | 1 | 47.6 | 12 | 3 | 3 | 205
84 | Load84 | 1 | 108 | 1 | 3.4 | 1 | 3 | 3 | 205
85 | Load85 | 1 | 109 | 1 | 13.6 | 3 | 3 | 3 | 205
86 | Load86 | 1 | 110 | 1 | 66.3 | 30 | 3 | 3 | 206
87 | Load87 | 1 | 112 | 1 | 42.5 | 13 | 3 | 3 | 206
88 | Load88 | 1 | 114 | 1 | 14.433 | 3.18 | 1 | 1 | 206
89 | Load89 | 1 | 115 | 1 | 39.695 | 7.43 | 1 | 1 | 206
90 | Load90 | 1 | 117 | 1 | 36.091 | 8.49 | 1 | 1 | 206
91 | Load91 | 1 | 118 | 1 | 56.1 | 15 | 2 | 2 | 206
Note on B1: Zuyi Li: Load Name
Note on D1: Zuyi Li: Bus number
Note on C1: Zuyi Li: Load ID
Note on E1: Zuyi Li: Load status (DEFAULT: 1)
Note on H1: Zuyi Li: Area number (DEFAULT: 1)
Note on I1: Zuyi Li: Zone number (DEFAULT: 1)
Note on J1: Zuyi Li: Owner number (DEFAULT: 1)
Note on F1: Zuyi Li: Constant peak power MW load (DEFAULT: 0; MW)
Note on G1: Zuyi Li: Constant power MVAR load (DEFAULT: 0; MVAR)

## Generator
Index | Name | ID | BusNo | Status | P | Q | Pmax | Pmin | Qmax | Qmin | Area | Zone | Owner | FuelType | FuelPrice | WFuelL | AHeatR | MaintCost | OpCost | EMSCoefA | EMSCoefB | EMSCoefC | EMSLimit | MaintDuration | Repari Rate | Failure Rate
1001 | TG1 | 1 | 4 | 1 | -28.64 | 0.11 | 30 | 5 | 300 | -300 | 1 | 1 | 3 | 2 | 1 | 1000000 | 28.8682 | 120 | 28.8682 | 0.069663 | 26.2438 | 31.67 | 1000000 | 24 | 0.9876 | 0.012397
1002 | TG2 | 1 | 6 | 1 | 14.81 | 12.73 | 30 | 5 | 50 | -13 | 1 | 1 | 3 | 2 | 1 | 1000000 | 28.8682 | 120 | 28.8682 | 0.069663 | 26.2438 | 31.67 | 1000000 | 24 | 0.9876 | 0.012397
1003 | TG3 | 1 | 8 | 1 | -30.85 | -6.01 | 30 | 5 | 300 | -300 | 1 | 1 | 3 | 2 | 1 | 1000000 | 28.8682 | 120 | 28.8682 | 0.069663 | 26.2438 | 31.67 | 1000000 | 24 | 0.9876 | 0.012397
1004 | TG4 | 1 | 10 | 1 | 245.77 | -75.78 | 300 | 150 | 200 | -147 | 1 | 1 | 3 | 2 | 1 | 1000000 | 14.1762 | 1200 | 14.1762 | 0.010875 | 12.8875 | 6.78 | 1000000 | 24 | 0.94118 | 0.058824
1005 | TG5 | 1 | 12 | 1 | 186.12 | 59.73 | 300 | 100 | 120 | -35 | 1 | 1 | 3 | 2 | 1 | 1000000 | 14.1762 | 1200 | 14.1762 | 0.010875 | 12.8875 | 6.78 | 1000000 | 24 | 0.94071 | 0.059289
1006 | TG6 | 1 | 15 | 1 | 17.08 | -6.73 | 30 | 10 | 30 | -10 | 1 | 1 | 1 | 2 | 1 | 1000000 | 28.8682 | 120 | 28.8682 | 0.069663 | 26.2438 | 31.67 | 1000000 | 24 | 0.95238 | 0.047619
1007 | TG7 | 1 | 18 | 1 | 58.05 | 8.91 | 100 | 25 | 50 | -16 | 1 | 1 | 1 | 2 | 1 | 1000000 | 19.602 | 400 | 19.602 | 0.0128 | 17.82 | 10.15 | 1000000 | 24 | 0.96386 | 0.036145
1008 | TG8 | 1 | 19 | 1 | 16.46 | -8 | 30 | 5 | 24 | -8 | 1 | 1 | 1 | 2 | 1 | 1000000 | 28.8682 | 120 | 28.8682 | 0.069663 | 26.2438 | 31.67 | 1000000 | 24 | 0.9876 | 0.012397
1009 | TG9 | 1 | 24 | 1 | -31.84 | -13.73 | 30 | 5 | 300 | -300 | 1 | 1 | 1 | 2 | 1 | 1000000 | 28.8682 | 120 | 28.8682 | 0.069663 | 26.2438 | 31.67 | 1000000 | 24 | 0.9876 | 0.012397
1010 | TG10 | 1 | 25 | 1 | 184.24 | 47.32 | 300 | 100 | 140 | -47 | 1 | 1 | 2 | 2 | 1 | 1000000 | 14.1762 | 1200 | 14.1762 | 0.010875 | 12.8875 | 6.78 | 1000000 | 24 | 0.95238 | 0.047619
1011 | TG11 | 1 | 26 | 1 | 230.64 | -2.1 | 350 | 100 | 1000 | -1000 | 1 | 1 | 2 | 2 | 1 | 1000000 | 11.836 | 1400 | 11.836 | 0.003 | 10.76 | 32.96 | 1000000 | 24 | 0.93023 | 0.069767
1012 | TG12 | 1 | 27 | 1 | -27.23 | -7.64 | 30 | 8 | 300 | -300 | 1 | 1 | 2 | 2 | 1 | 1000000 | 28.8682 | 120 | 28.8682 | 0.069663 | 26.2438 | 31.67 | 1000000 | 24 | 0.9876 | 0.012397
1013 | TG13 | 1 | 31 | 1 | 9.68 | -7.07 | 30 | 8 | 300 | -300 | 1 | 1 | 2 | 2 | 1 | 1000000 | 28.8682 | 120 | 28.8682 | 0.069663 | 26.2438 | 31.67 | 1000000 | 24 | 0.9876 | 0.012397
1014 | TG14 | 1 | 32 | 1 | 55.85 | -14 | 100 | 25 | 42 | -14 | 1 | 1 | 2 | 2 | 1 | 1000000 | 19.602 | 400 | 19.602 | 0.0128 | 17.82 | 10.15 | 1000000 | 24 | 0.96341 | 0.036585
1015 | TG15 | 1 | 34 | 1 | 13.83 | -8 | 30 | 8 | 24 | -8 | 2 | 2 | 2 | 2 | 1 | 1000000 | 28.8682 | 120 | 28.8682 | 0.069663 | 26.2438 | 31.67 | 1000000 | 24 | 0.9876 | 0.012397
1016 | TG16 | 1 | 36 | 1 | 59.78 | -8 | 100 | 25 | 24 | -8 | 2 | 2 | 2 | 2 | 1 | 1000000 | 19.602 | 400 | 19.602 | 0.0128 | 17.82 | 10.15 | 1000000 | 24 | 0.96341 | 0.036585
1017 | TG17 | 1 | 40 | 1 | -18.08 | 9.99 | 30 | 8 | 300 | -300 | 2 | 2 | 2 | 2 | 1 | 1000000 | 28.8682 | 120 | 28.8682 | 0.069663 | 26.2438 | 31.67 | 1000000 | 24 | 0.9876 | 0.012397
1018 | TG18 | 1 | 42 | 1 | 7.6 | -2.3 | 30 | 8 | 300 | -300 | 2 | 2 | 2 | 2 | 1 | 1000000 | 28.8682 | 120 | 28.8682 | 0.069663 | 26.2438 | 31.67 | 1000000 | 24 | 0.9876 | 0.012397
1019 | TG19 | 1 | 46 | 1 | 75.03 | -26.56 | 100 | 25 | 100 | -100 | 2 | 2 | 1 | 2 | 1 | 1000000 | 19.602 | 400 | 19.602 | 0.0128 | 17.82 | 10.15 | 1000000 | 24 | 0.97541 | 0.02459
1020 | TG20 | 1 | 49 | 1 | 189.49 | 87.95 | 250 | 50 | 210 | -85 | 2 | 2 | 1 | 2 | 1 | 1000000 | 13.5629 | 1000 | 13.5629 | 0.0024014 | 12.3299 | 28 | 1000000 | 24 | 0.95238 | 0.047619
1021 | TG21 | 1 | 54 | 1 | 133.02 | -80.72 | 250 | 50 | 300 | -300 | 2 | 2 | 2 | 2 | 1 | 1000000 | 13.5629 | 1000 | 13.5629 | 0.0024014 | 12.3299 | 28 | 1000000 | 24 | 0.95238 | 0.047619
1022 | TG22 | 1 | 55 | 1 | 80.76 | -8 | 100 | 25 | 23 | -8 | 2 | 2 | 2 | 2 | 1 | 1000000 | 19.602 | 400 | 19.602 | 0.0128 | 17.82 | 10.15 | 1000000 | 24 | 0.97561 | 0.02439
1023 | TG23 | 1 | 56 | 1 | 37.17 | -8 | 100 | 25 | 15 | -8 | 2 | 2 | 2 | 2 | 1 | 1000000 | 19.602 | 400 | 19.602 | 0.0128 | 17.82 | 10.15 | 1000000 | 24 | 0.97541 | 0.02459
1024 | TG24 | 1 | 59 | 1 | 133.97 | 90.31 | 200 | 50 | 180 | -60 | 2 | 2 | 2 | 2 | 1 | 1000000 | 14.619 | 800 | 14.619 | 0.0044 | 13.29 | 39 | 1000000 | 24 | 0.95238 | 0.047619
1025 | TG25 | 1 | 61 | 1 | 125.02 | -38.18 | 200 | 50 | 300 | -100 | 2 | 2 | 2 | 2 | 1 | 1000000 | 14.619 | 800 | 14.619 | 0.0044 | 13.29 | 39 | 1000000 | 24 | 0.96341 | 0.036585
1026 | TG26 | 1 | 62 | 1 | 44.2 | -10.51 | 100 | 25 | 20 | -20 | 2 | 2 | 2 | 2 | 1 | 1000000 | 19.602 | 400 | 19.602 | 0.0128 | 17.82 | 10.15 | 1000000 | 24 | 0.95238 | 0.047619
1027 | TG27 | 1 | 65 | 1 | 259.09 | 66.98 | 420 | 100 | 200 | -67 | 2 | 2 | 2 | 2 | 1 | 1000000 | 9.1731 | 1680 | 9.1731 | 0.01059 | 8.3391 | 64.16 | 1000000 | 24 | 0.92969 | 0.070312
1028 | TG28 | 1 | 66 | 1 | 181.48 | 45.26 | 420 | 100 | 200 | -67 | 2 | 2 | 2 | 2 | 1 | 1000000 | 9.1731 | 1680 | 9.1731 | 0.01059 | 8.3391 | 64.16 | 1000000 | 24 | 0.92969 | 0.070312
1029 | TG29 | 1 | 69 | 1 | 294.76 | -79.38 | 300 | 80 | 99999 | -99999 | 2 | 2 | 2 | 2 | 1 | 1000000 | 14.1762 | 1200 | 14.1762 | 0.010875 | 12.8875 | 6.78 | 1000000 | 24 | 0.95238 | 0.047619
1030 | TG30 | 1 | 70 | 1 | 43.93 | -10 | 80 | 30 | 32 | -10 | 1 | 1 | 2 | 2 | 1 | 1000000 | 17.0178 | 320 | 17.0178 | 0.045923 | 15.4708 | 74.33 | 1000000 | 24 | 0.97541 | 0.02459
1031 | TG31 | 1 | 72 | 1 | -6.64 | -12.37 | 30 | 10 | 100 | -100 | 1 | 1 | 1 | 2 | 1 | 1000000 | 28.8682 | 120 | 28.8682 | 0.069663 | 26.2438 | 31.67 | 1000000 | 24 | 0.9876 | 0.012397
1032 | TG32 | 1 | 73 | 1 | -40.9 | 16.77 | 30 | 5 | 100 | -100 | 1 | 1 | 1 | 2 | 1 | 1000000 | 28.8682 | 120 | 28.8682 | 0.069663 | 26.2438 | 31.67 | 1000000 | 24 | 0.9876 | 0.012397
1033 | TG33 | 1 | 74 | 1 | 5 | -6 | 20 | 5 | 9 | -6 | 1 | 1 | 2 | 2 | 1 | 1000000 | 41.4665 | 80 | 41.4665 | 0.028302 | 37.6968 | 17.95 | 1000000 | 24 | 0.9876 | 0.012397
1034 | TG34 | 1 | 76 | 1 | 49.44 | -8 | 100 | 25 | 23 | -8 | 2 | 2 | 2 | 2 | 1 | 1000000 | 19.602 | 400 | 19.602 | 0.0128 | 17.82 | 10.15 | 1000000 | 24 | 0.97541 | 0.02459
1035 | TG35 | 1 | 77 | 1 | 90.08 | -20 | 100 | 25 | 70 | -20 | 2 | 2 | 1 | 2 | 1 | 1000000 | 19.602 | 400 | 19.602 | 0.0128 | 17.82 | 10.15 | 1000000 | 24 | 0.97541 | 0.02459
1036 | TG36 | 1 | 80 | 1 | 252.1 | 134.21 | 300 | 150 | 280 | -165 | 2 | 2 | 1 | 2 | 1 | 1000000 | 14.1762 | 1200 | 14.1762 | 0.010875 | 12.8875 | 6.78 | 1000000 | 24 | 0.95238 | 0.047619
1037 | TG37 | 1 | 82 | 1 | 34.91 | -0.52 | 100 | 25 | 9900 | -9900 | 3 | 3 | 2 | 2 | 1 | 1000000 | 19.602 | 400 | 19.602 | 0.0128 | 17.82 | 10.15 | 1000000 | 24 | 0.97541 | 0.02459
1038 | TG38 | 1 | 85 | 1 | 25.92 | -8 | 30 | 10 | 23 | -8 | 3 | 3 | 2 | 2 | 1 | 1000000 | 28.8682 | 120 | 28.8682 | 0.069663 | 26.2438 | 31.67 | 1000000 | 24 | 0.9876 | 0.012397
1039 | TG39 | 1 | 87 | 1 | 52.95 | 4.17 | 300 | 100 | 1000 | -100 | 3 | 3 | 2 | 2 | 1 | 1000000 | 11.836 | 1200 | 11.836 | 0.003 | 10.76 | 32.96 | 1000000 | 24 | 0.93132 | 0.068685
1040 | TG40 | 1 | 89 | 1 | 246.91 | 10.15 | 200 | 50 | 300 | -210 | 3 | 3 | 2 | 2 | 1 | 1000000 | 14.1762 | 800 | 14.1762 | 0.010875 | 12.8875 | 6.78 | 1000000 | 24 | 0.95238 | 0.047619
1041 | TG41 | 1 | 90 | 1 | -49.3 | 32.69 | 20 | 8 | 300 | -300 | 3 | 3 | 2 | 2 | 1 | 1000000 | 41.4665 | 80 | 41.4665 | 0.028302 | 37.6968 | 17.95 | 1000000 | 24 | 0.9876 | 0.012397
1042 | TG42 | 1 | 91 | 1 | -47.92 | -9.8 | 50 | 20 | 100 | -100 | 3 | 3 | 2 | 2 | 1 | 1000000 | 25.2365 | 200 | 25.2365 | 0.0097744 | 22.9423 | 58.81 | 1000000 | 24 | 0.9876 | 0.012397
1043 | TG43 | 1 | 92 | 1 | 84.31 | -3 | 300 | 100 | 9 | -3 | 3 | 3 | 2 | 2 | 1 | 1000000 | 14.1762 | 1200 | 14.1762 | 0.010875 | 12.8875 | 6.78 | 1000000 | 24 | 0.94118 | 0.058824
1044 | TG44 | 1 | 99 | 1 | -56.28 | -14.02 | 300 | 100 | 100 | -100 | 2 | 2 | 2 | 2 | 1 | 1000000 | 14.1762 | 1200 | 14.1762 | 0.010875 | 12.8875 | 6.78 | 1000000 | 24 | 0.95238 | 0.047619
1045 | TG45 | 1 | 100 | 1 | 156.1 | 66.31 | 300 | 100 | 155 | -50 | 3 | 3 | 2 | 2 | 1 | 1000000 | 14.1762 | 1200 | 14.1762 | 0.010875 | 12.8875 | 6.78 | 1000000 | 24 | 0.95041 | 0.049587
1046 | TG46 | 1 | 103 | 1 | -4.81 | 36.82 | 20 | 8 | 40 | -15 | 3 | 3 | 2 | 2 | 1 | 1000000 | 41.4665 | 80 | 41.4665 | 0.028302 | 37.6968 | 17.95 | 1000000 | 24 | 0.9876 | 0.012397
1047 | TG47 | 1 | 104 | 1 | 35.96 | 21.35 | 100 | 25 | 23 | -8 | 3 | 3 | 2 | 2 | 1 | 1000000 | 19.602 | 400 | 19.602 | 0.0128 | 17.82 | 10.15 | 1000000 | 24 | 0.97541 | 0.02459
1048 | TG48 | 1 | 105 | 1 | 83.49 | 23 | 100 | 25 | 23 | -8 | 3 | 3 | 2 | 2 | 1 | 1000000 | 19.602 | 400 | 19.602 | 0.0128 | 17.82 | 10.15 | 1000000 | 24 | 0.97541 | 0.02459
1049 | TG49 | 1 | 107 | 1 | 1.73 | -27.27 | 20 | 8 | 200 | -200 | 3 | 3 | 2 | 2 | 1 | 1000000 | 41.4665 | 80 | 41.4665 | 0.028302 | 37.6968 | 17.95 | 1000000 | 24 | 0.9876 | 0.012397
1050 | TG50 | 1 | 110 | 1 | 18.21 | -8 | 50 | 25 | 23 | -8 | 3 | 3 | 2 | 2 | 1 | 1000000 | 25.2365 | 200 | 25.2365 | 0.0097744 | 22.9423 | 58.81 | 1000000 | 24 | 0.97541 | 0.02459
1051 | TG51 | 1 | 111 | 1 | 50.99 | -6.66 | 100 | 25 | 1000 | -100 | 3 | 3 | 2 | 2 | 1 | 1000000 | 19.602 | 400 | 19.602 | 0.0128 | 17.82 | 10.15 | 1000000 | 24 | 0.9697 | 0.030303
1052 | TG52 | 1 | 112 | 1 | 54.69 | 0.81 | 100 | 25 | 1000 | -100 | 3 | 3 | 2 | 2 | 1 | 1000000 | 19.602 | 400 | 19.602 | 0.0128 | 17.82 | 10.15 | 1000000 | 24 | 0.96038 | 0.039616
1053 | TG53 | 1 | 113 | 1 | 103.9 | 9.77 | 100 | 25 | 200 | -100 | 1 | 1 | 2 | 2 | 1 | 1000000 | 19.602 | 400 | 19.602 | 0.0128 | 17.82 | 10.15 | 1000000 | 24 | 0.97541 | 0.02459
1054 | TG54 | 1 | 116 | 1 | 21.24 | 41.4 | 50 | 25 | 1000 | -1000 | 2 | 2 | 3 | 2 | 1 | 1000000 | 25.2365 | 200 | 25.2365 | 0.0097744 | 22.9423 | 58.81 | 1000000 | 24 | 0.97541 | 0.02459
Note on B1: Zuyi Li: Generator name
Note on D1: Zuyi Li: Bus number
Note on E1: Zuyi Li: Generator status (DEFAULT: 1) 0: out-of-service; 1: in-service
Note on F1: Zuyi Li: Real power (DEFAULT: 0; MW)
Note on G1: Zuyi Li: Reactive power (DEFAULT: 0; MVAR)
Note on H1: Zuyi Li: Maximum real power (DEFAULT: 0; MW)
Note on I1: Zuyi Li: Minimum real power (DEFAULT: 0; MW)
Note on J1: Zuyi Li: Maximum reactive power (DEFAULT: 0; MVAR)
Note on K1: Zuyi Li: Minimum reactive power (DEFAULT: 0; MVAR)
Note on N1: Zuyi Li: Owner number (DEFAULT: 1)
Note on L1: Zuyi Li: Area number (DEFAULT: 1)
Note on M1: Zuyi Li: Zone number (DEFAULT: 1)
Note on C1: Zuyi Li: Generator ID
Note on S1: Zuyi Li: Maintenance Cost ($/KW/Year)
Note on T1: Zuyi Li: Operation cost ($/MWh)
Note on O1: fuyong: fuel type #6 oil =1 #2 oil =2 coal=3 nuclear=4
Note on P1: fuyong: fuel price ($/Mbtu)
Note on Q1: fuyong: weekly fuel limit (Mbtu)
Note on R1: fuyong: average heat rate (Mbtu/MWh)
Note on U1: fuyong: emission coefficience A
Note on V1: fuyong: emission coefficience B
Note on W1: fuyong: emission coefficience C
Note on X1: fuyong: emission limit for generator

## Branch
Index | Name | I | J | CID | Status | R | X | B | RATEA | RATEB | RATEC | GI | BI | GJ | BJ | Length | Usage Charge | Tap | Angle | Area | Zone | Owner | MaintCost | OutageRate | OutageDuration | MaintDuration | MaxPartialMaintTimes | MinPartialMaintDuration | MinMaintInterval
1 | BR1 | 1 | 2 | 1 | 1 | 0.0303 | 0.0999 | 0.0254 | 175 | 0 | 0 | 0 | 0 | 0 | 0 | 9.99 | 0.135 |  |  | 1 | 1 | 101 | 1750 | 0.2 | 16 | 18 | 2 | 8 | 8
2 | BR2 | 1 | 3 | 1 | 1 | 0.0129 | 0.0424 | 0.01082 | 175 | 0 | 0 | 0 | 0 | 0 | 0 | 4.24 | 0.063 |  |  | 1 | 1 | 101 | 1750 | 0.2 | 16 | 18 | 2 | 8 | 8
3 | BR3 | 4 | 5 | 1 | 1 | 0.00176 | 0.00798 | 0.0021 | 500 | 0 | 0 | 0 | 0 | 0 | 0 | 0.798 | 0.014 |  |  | 1 | 1 | 101 | 5000 | 0.2 | 16 | 18 | 2 | 8 | 8
4 | BR4 | 3 | 5 | 1 | 1 | 0.0241 | 0.108 | 0.0284 | 175 | 0 | 0 | 0 | 0 | 0 | 0 | 10.8 | 0.167 |  |  | 1 | 1 | 101 | 1750 | 0.2 | 16 | 18 | 2 | 8 | 8
5 | BR5 | 5 | 6 | 1 | 1 | 0.0119 | 0.054 | 0.01426 | 175 | 0 | 0 | 0 | 0 | 0 | 0 | 5.4 | 0.072 |  |  | 1 | 1 | 101 | 1750 | 0.2 | 16 | 18 | 2 | 8 | 8
6 | BR6 | 6 | 7 | 1 | 1 | 0.00459 | 0.0208 | 0.0055 | 175 | 0 | 0 | 0 | 0 | 0 | 0 | 2.08 | 0.033 |  |  | 1 | 1 | 101 | 1750 | 0.2 | 16 | 18 | 2 | 8 | 8
7 | BR7 | 8 | 9 | 1 | 1 | 0.00244 | 0.0305 | 1.162 | 500 | 0 | 0 | 0 | 0 | 0 | 0 | 3.05 | 0.042 |  |  | 1 | 1 | 101 | 5000 | 0.2 | 16 | 18 | 2 | 8 | 8
8 | BR8 | 8 | 5 | 1 | 1 | 0 | 0.0267 | 0 | 500 | 0 | 0 | 0 | 0 | 0 | 0 | 2.67 | 0.053 | 0.985 |  | 1 | 1 | 101 | 5000 | 0.2 | 16 | 18 | 2 | 8 | 8
9 | BR9 | 9 | 10 | 1 | 1 | 0.00258 | 0.0322 | 1.23 | 500 | 0 | 0 | 0 | 0 | 0 | 0 | 3.22 | 0.032 |  |  | 1 | 1 | 101 | 5000 | 0.2 | 16 | 18 | 2 | 8 | 8
10 | BR10 | 4 | 11 | 1 | 1 | 0.0209 | 0.0688 | 0.01748 | 175 | 0 | 0 | 0 | 0 | 0 | 0 | 6.88 | 0.13 |  |  | 1 | 1 | 101 | 1750 | 0.2 | 16 | 18 | 2 | 8 | 8
11 | BR11 | 5 | 11 | 1 | 1 | 0.0203 | 0.0682 | 0.01738 | 175 | 0 | 0 | 0 | 0 | 0 | 0 | 6.82 | 0.116 |  |  | 1 | 1 | 101 | 1750 | 0.2 | 16 | 18 | 2 | 8 | 8
12 | BR12 | 11 | 12 | 1 | 1 | 0.00595 | 0.0196 | 0.00502 | 175 | 0 | 0 | 0 | 0 | 0 | 0 | 1.96 | 0.031 |  |  | 1 | 1 | 101 | 1750 | 0.2 | 16 | 18 | 2 | 8 | 8
13 | BR13 | 2 | 12 | 1 | 1 | 0.0187 | 0.0616 | 0.01572 | 175 | 0 | 0 | 0 | 0 | 0 | 0 | 6.16 | 0.102 |  |  | 1 | 1 | 101 | 1750 | 0.2 | 16 | 18 | 2 | 8 | 8
14 | BR14 | 3 | 12 | 1 | 1 | 0.0484 | 0.16 | 0.0406 | 175 | 0 | 0 | 0 | 0 | 0 | 0 | 16 | 0.267 |  |  | 1 | 1 | 101 | 1750 | 0.2 | 16 | 18 | 2 | 8 | 8
15 | BR15 | 7 | 12 | 1 | 1 | 0.00862 | 0.034 | 0.00874 | 175 | 0 | 0 | 0 | 0 | 0 | 0 | 3.4 | 0.066 |  |  | 1 | 1 | 101 | 1750 | 0.2 | 16 | 18 | 2 | 8 | 8
16 | BR16 | 11 | 13 | 1 | 1 | 0.02225 | 0.0731 | 0.01876 | 175 | 0 | 0 | 0 | 0 | 0 | 0 | 7.31 | 0.096 |  |  | 1 | 1 | 101 | 1750 | 0.2 | 16 | 18 | 2 | 8 | 8
17 | BR17 | 12 | 14 | 1 | 1 | 0.0215 | 0.0707 | 0.01816 | 175 | 0 | 0 | 0 | 0 | 0 | 0 | 7.07 | 0.139 |  |  | 1 | 1 | 101 | 1750 | 0.2 | 16 | 18 | 2 | 8 | 8
18 | BR18 | 13 | 15 | 1 | 1 | 0.0744 | 0.2444 | 0.06268 | 175 | 0 | 0 | 0 | 0 | 0 | 0 | 24.44 | 0.252 |  |  | 1 | 1 | 101 | 1750 | 0.2 | 16 | 18 | 2 | 8 | 8
19 | BR19 | 14 | 15 | 1 | 1 | 0.0595 | 0.195 | 0.0502 | 175 | 0 | 0 | 0 | 0 | 0 | 0 | 19.5 | 0.282 |  |  | 1 | 1 | 101 | 1750 | 0.2 | 16 | 18 | 2 | 8 | 8
20 | BR20 | 12 | 16 | 1 | 1 | 0.0212 | 0.0834 | 0.0214 | 175 | 0 | 0 | 0 | 0 | 0 | 0 | 8.34 | 0.165 |  |  | 1 | 1 | 101 | 1750 | 0.2 | 16 | 18 | 2 | 8 | 8
21 | BR21 | 15 | 17 | 1 | 1 | 0.0132 | 0.0437 | 0.0444 | 500 | 0 | 0 | 0 | 0 | 0 | 0 | 4.37 | 0.048 |  |  | 1 | 1 | 101 | 5000 | 0.2 | 16 | 18 | 2 | 8 | 8
22 | BR22 | 16 | 17 | 1 | 1 | 0.0454 | 0.1801 | 0.0466 | 175 | 0 | 0 | 0 | 0 | 0 | 0 | 18.01 | 0.213 |  |  | 1 | 1 | 101 | 1750 | 0.2 | 16 | 18 | 2 | 8 | 8
23 | BR23 | 17 | 18 | 1 | 1 | 0.0123 | 0.0505 | 0.01298 | 175 | 0 | 0 | 0 | 0 | 0 | 0 | 5.05 | 0.08 |  |  | 1 | 1 | 101 | 1750 | 0.2 | 16 | 18 | 2 | 8 | 8
24 | BR24 | 18 | 19 | 1 | 1 | 0.01119 | 0.0493 | 0.01142 | 175 | 0 | 0 | 0 | 0 | 0 | 0 | 4.93 | 0.084 |  |  | 1 | 1 | 101 | 1750 | 0.2 | 16 | 18 | 2 | 8 | 8
25 | BR25 | 19 | 20 | 1 | 1 | 0.0252 | 0.117 | 0.0298 | 175 | 0 | 0 | 0 | 0 | 0 | 0 | 11.7 | 0.242 |  |  | 1 | 1 | 101 | 1750 | 0.2 | 16 | 18 | 2 | 8 | 8
26 | BR26 | 15 | 19 | 1 | 1 | 0.012 | 0.0394 | 0.0101 | 175 | 0 | 0 | 0 | 0 | 0 | 0 | 3.94 | 0.049 |  |  | 1 | 1 | 101 | 1750 | 0.2 | 16 | 18 | 2 | 8 | 8
27 | BR27 | 20 | 21 | 1 | 1 | 0.0183 | 0.0849 | 0.0216 | 175 | 0 | 0 | 0 | 0 | 0 | 0 | 8.49 | 0.168 |  |  | 1 | 1 | 101 | 1750 | 0.2 | 16 | 18 | 2 | 8 | 8
28 | BR28 | 21 | 22 | 1 | 1 | 0.0209 | 0.097 | 0.0246 | 175 | 0 | 0 | 0 | 0 | 0 | 0 | 9.7 | 0.179 |  |  | 1 | 1 | 101 | 1750 | 0.2 | 16 | 18 | 2 | 8 | 8
29 | BR29 | 22 | 23 | 1 | 1 | 0.0342 | 0.159 | 0.0404 | 175 | 0 | 0 | 0 | 0 | 0 | 0 | 15.9 | 0.194 |  |  | 1 | 1 | 101 | 1750 | 0.2 | 16 | 18 | 2 | 8 | 8
30 | BR30 | 23 | 24 | 1 | 1 | 0.0135 | 0.0492 | 0.0498 | 175 | 0 | 0 | 0 | 0 | 0 | 0 | 4.92 | 0.084 |  |  | 1 | 1 | 101 | 1750 | 0.2 | 16 | 18 | 2 | 8 | 8
31 | BR31 | 23 | 25 | 1 | 1 | 0.0156 | 0.08 | 0.0864 | 500 | 0 | 0 | 0 | 0 | 0 | 0 | 8 | 0.087 |  |  | 1 | 1 | 101 | 5000 | 0.2 | 16 | 18 | 2 | 8 | 8
32 | BR32 | 26 | 25 | 1 | 1 | 0 | 0.0382 | 0 | 500 | 0 | 0 | 0 | 0 | 0 | 0 | 3.82 | 0.049 | 0.96 |  | 1 | 1 | 101 | 5000 | 0.2 | 16 | 18 | 2 | 8 | 8
33 | BR33 | 25 | 27 | 1 | 1 | 0.0318 | 0.163 | 0.1764 | 500 | 0 | 0 | 0 | 0 | 0 | 0 | 16.3 | 0.316 |  |  | 1 | 1 | 101 | 5000 | 0.2 | 16 | 18 | 2 | 8 | 8
34 | BR34 | 27 | 28 | 1 | 1 | 0.01913 | 0.0855 | 0.0216 | 175 | 0 | 0 | 0 | 0 | 0 | 0 | 8.55 | 0.147 |  |  | 1 | 1 | 101 | 1750 | 0.2 | 16 | 18 | 2 | 8 | 8
35 | BR35 | 28 | 29 | 1 | 1 | 0.0237 | 0.0943 | 0.0238 | 175 | 0 | 0 | 0 | 0 | 0 | 0 | 9.43 | 0.115 |  |  | 1 | 1 | 101 | 1750 | 0.2 | 16 | 18 | 2 | 8 | 8
36 | BR36 | 30 | 17 | 1 | 1 | 0 | 0.0388 | 0 | 500 | 0 | 0 | 0 | 0 | 0 | 0 | 3.88 | 0.045 | 0.96 |  | 1 | 1 | 101 | 5000 | 0.2 | 16 | 18 | 2 | 8 | 8
37 | BR37 | 8 | 30 | 1 | 1 | 0.00431 | 0.0504 | 0.514 | 175 | 0 | 0 | 0 | 0 | 0 | 0 | 5.04 | 0.063 |  |  | 1 | 1 | 101 | 1750 | 0.2 | 16 | 18 | 2 | 8 | 8
38 | BR38 | 26 | 30 | 1 | 1 | 0.00799 | 0.086 | 0.908 | 500 | 0 | 0 | 0 | 0 | 0 | 0 | 8.6 | 0.102 |  |  | 1 | 1 | 101 | 5000 | 0.2 | 16 | 18 | 2 | 8 | 8
39 | BR39 | 17 | 31 | 1 | 1 | 0.0474 | 0.1563 | 0.0399 | 175 | 0 | 0 | 0 | 0 | 0 | 0 | 15.63 | 0.234 |  |  | 1 | 1 | 101 | 1750 | 0.2 | 16 | 18 | 2 | 8 | 8
40 | BR40 | 29 | 31 | 1 | 1 | 0.0108 | 0.0331 | 0.0083 | 175 | 0 | 0 | 0 | 0 | 0 | 0 | 3.31 | 0.046 |  |  | 1 | 1 | 101 | 1750 | 0.2 | 16 | 18 | 2 | 8 | 8
41 | BR41 | 23 | 32 | 1 | 1 | 0.0317 | 0.1153 | 0.1173 | 140 | 0 | 0 | 0 | 0 | 0 | 0 | 11.53 | 0.173 |  |  | 1 | 1 | 101 | 1400 | 0.2 | 16 | 18 | 2 | 8 | 8
42 | BR42 | 31 | 32 | 1 | 1 | 0.0298 | 0.0985 | 0.0251 | 175 | 0 | 0 | 0 | 0 | 0 | 0 | 9.85 | 0.122 |  |  | 1 | 1 | 102 | 1750 | 0.2 | 16 | 18 | 2 | 8 | 8
43 | BR43 | 27 | 32 | 1 | 1 | 0.0229 | 0.0755 | 0.01926 | 175 | 0 | 0 | 0 | 0 | 0 | 0 | 7.55 | 0.122 |  |  | 1 | 1 | 101 | 1750 | 0.2 | 16 | 18 | 2 | 8 | 8
44 | BR44 | 15 | 33 | 1 | 1 | 0.038 | 0.1244 | 0.03194 | 175 | 0 | 0 | 0 | 0 | 0 | 0 | 12.44 | 0.234 |  |  | 1 | 1 | 101 | 1750 | 0.2 | 16 | 18 | 2 | 8 | 8
45 | BR45 | 19 | 34 | 1 | 1 | 0.0752 | 0.247 | 0.0632 | 175 | 0 | 0 | 0 | 0 | 0 | 0 | 24.7 | 0.411 |  |  | 1 | 1 | 101 | 1750 | 0.2 | 16 | 18 | 2 | 8 | 8
46 | BR46 | 35 | 36 | 1 | 1 | 0.00224 | 0.0102 | 0.00268 | 175 | 0 | 0 | 0 | 0 | 0 | 0 | 1.02 | 0.015 |  |  | 2 | 2 | 102 | 1750 | 0.2 | 16 | 18 | 2 | 8 | 8
47 | BR47 | 35 | 37 | 1 | 1 | 0.011 | 0.0497 | 0.01318 | 175 | 0 | 0 | 0 | 0 | 0 | 0 | 4.97 | 0.084 |  |  | 2 | 2 | 102 | 1750 | 0.2 | 16 | 18 | 2 | 8 | 8
48 | BR48 | 33 | 37 | 1 | 1 | 0.0415 | 0.142 | 0.0366 | 175 | 0 | 0 | 0 | 0 | 0 | 0 | 14.2 | 0.164 |  |  | 2 | 2 | 102 | 1750 | 0.2 | 16 | 18 | 2 | 8 | 8
49 | BR49 | 34 | 36 | 1 | 1 | 0.00871 | 0.0268 | 0.00568 | 175 | 0 | 0 | 0 | 0 | 0 | 0 | 2.68 | 0.043 |  |  | 2 | 2 | 102 | 1750 | 0.2 | 16 | 18 | 2 | 8 | 8
50 | BR50 | 34 | 37 | 1 | 1 | 0.00256 | 0.0094 | 0.00984 | 500 | 0 | 0 | 0 | 0 | 0 | 0 | 0.94 | 0.009 |  |  | 2 | 2 | 102 | 5000 | 0.2 | 16 | 18 | 2 | 8 | 8
51 | BR51 | 38 | 37 | 1 | 1 | 0 | 0.0375 | 0 | 500 | 0 | 0 | 0 | 0 | 0 | 0 | 3.75 | 0.058 | 0.935 |  | 2 | 2 | 102 | 5000 | 0.2 | 16 | 18 | 2 | 8 | 8
52 | BR52 | 37 | 39 | 1 | 1 | 0.0321 | 0.106 | 0.027 | 175 | 0 | 0 | 0 | 0 | 0 | 0 | 10.6 | 0.167 |  |  | 2 | 2 | 102 | 1750 | 0.2 | 16 | 18 | 2 | 8 | 8
53 | BR53 | 37 | 40 | 1 | 1 | 0.0593 | 0.168 | 0.042 | 175 | 0 | 0 | 0 | 0 | 0 | 0 | 16.8 | 0.395 |  |  | 2 | 2 | 102 | 1750 | 0.2 | 16 | 18 | 2 | 8 | 8
54 | BR54 | 30 | 38 | 1 | 1 | 0.00464 | 0.054 | 0.422 | 175 | 0 | 0 | 0 | 0 | 0 | 0 | 5.4 | 0.064 |  |  | 1 | 1 | 101 | 1750 | 0.2 | 16 | 18 | 2 | 8 | 8
55 | BR55 | 39 | 40 | 1 | 1 | 0.0184 | 0.0605 | 0.01552 | 175 | 0 | 0 | 0 | 0 | 0 | 0 | 6.05 | 0.083 |  |  | 2 | 2 | 102 | 1750 | 0.2 | 16 | 18 | 2 | 8 | 8
56 | BR56 | 40 | 41 | 1 | 1 | 0.0145 | 0.0487 | 0.01222 | 175 | 0 | 0 | 0 | 0 | 0 | 0 | 4.87 | 0.071 |  |  | 2 | 2 | 102 | 1750 | 0.2 | 16 | 18 | 2 | 8 | 8
57 | BR57 | 40 | 42 | 1 | 1 | 0.0555 | 0.183 | 0.0466 | 175 | 0 | 0 | 0 | 0 | 0 | 0 | 18.3 | 0.231 |  |  | 2 | 2 | 102 | 1750 | 0.2 | 16 | 18 | 2 | 8 | 8
58 | BR58 | 41 | 42 | 1 | 1 | 0.041 | 0.135 | 0.0344 | 175 | 0 | 0 | 0 | 0 | 0 | 0 | 13.5 | 0.258 |  |  | 2 | 2 | 102 | 1750 | 0.2 | 16 | 18 | 2 | 8 | 8
59 | BR59 | 43 | 44 | 1 | 1 | 0.0608 | 0.2454 | 0.06068 | 175 | 0 | 0 | 0 | 0 | 0 | 0 | 24.54 | 0.429 |  |  | 2 | 2 | 102 | 1750 | 0.2 | 16 | 18 | 2 | 8 | 8
60 | BR60 | 34 | 43 | 1 | 1 | 0.0413 | 0.1681 | 0.04226 | 175 | 0 | 0 | 0 | 0 | 0 | 0 | 16.81 | 0.232 |  |  | 2 | 2 | 102 | 1750 | 0.2 | 16 | 18 | 2 | 8 | 8
61 | BR61 | 44 | 45 | 1 | 1 | 0.0224 | 0.0901 | 0.0224 | 175 | 0 | 0 | 0 | 0 | 0 | 0 | 9.01 | 0.098 |  |  | 2 | 2 | 102 | 1750 | 0.2 | 16 | 18 | 2 | 8 | 8
62 | BR62 | 45 | 46 | 1 | 1 | 0.04 | 0.1356 | 0.0332 | 175 | 0 | 0 | 0 | 0 | 0 | 0 | 13.56 | 0.214 |  |  | 2 | 2 | 102 | 1750 | 0.2 | 16 | 18 | 2 | 8 | 8
63 | BR63 | 46 | 47 | 1 | 1 | 0.038 | 0.127 | 0.0316 | 175 | 0 | 0 | 0 | 0 | 0 | 0 | 12.7 | 0.15 |  |  | 2 | 2 | 102 | 1750 | 0.2 | 16 | 18 | 2 | 8 | 8
64 | BR64 | 46 | 48 | 1 | 1 | 0.0601 | 0.189 | 0.0472 | 175 | 0 | 0 | 0 | 0 | 0 | 0 | 18.9 | 0.396 |  |  | 2 | 2 | 102 | 1750 | 0.2 | 16 | 18 | 2 | 8 | 8
65 | BR65 | 47 | 49 | 1 | 1 | 0.0191 | 0.0625 | 0.01604 | 175 | 0 | 0 | 0 | 0 | 0 | 0 | 6.25 | 0.064 |  |  | 2 | 2 | 102 | 1750 | 0.2 | 16 | 18 | 2 | 8 | 8
66 | BR66 | 42 | 49 | 1 | 1 | 0.0715 | 0.323 | 0.086 | 175 | 0 | 0 | 0 | 0 | 0 | 0 | 32.3 | 0.434 |  |  | 2 | 2 | 102 | 1750 | 0.2 | 16 | 18 | 2 | 8 | 8
67 | BR67 | 42 | 49 | 2 | 1 | 0.0715 | 0.323 | 0.086 | 175 | 0 | 0 | 0 | 0 | 0 | 0 | 32.3 | 0.388 |  |  | 2 | 2 | 102 | 1750 | 0.2 | 16 | 18 | 2 | 8 | 8
68 | BR68 | 45 | 49 | 1 | 1 | 0.0684 | 0.186 | 0.0444 | 175 | 0 | 0 | 0 | 0 | 0 | 0 | 18.6 | 0.328 |  |  | 2 | 2 | 102 | 1750 | 0.2 | 16 | 18 | 2 | 8 | 8
69 | BR69 | 48 | 49 | 1 | 1 | 0.0179 | 0.0505 | 0.01258 | 175 | 0 | 0 | 0 | 0 | 0 | 0 | 5.05 | 0.099 |  |  | 2 | 2 | 102 | 1750 | 0.2 | 16 | 18 | 2 | 8 | 8
70 | BR70 | 49 | 50 | 1 | 1 | 0.0267 | 0.0752 | 0.01874 | 175 | 0 | 0 | 0 | 0 | 0 | 0 | 7.52 | 0.142 |  |  | 2 | 2 | 102 | 1750 | 0.2 | 16 | 18 | 2 | 8 | 8
71 | BR71 | 49 | 51 | 1 | 1 | 0.0486 | 0.137 | 0.0342 | 175 | 0 | 0 | 0 | 0 | 0 | 0 | 13.7 | 0.208 |  |  | 2 | 2 | 102 | 1750 | 0.2 | 16 | 18 | 2 | 8 | 8
72 | BR72 | 51 | 52 | 1 | 1 | 0.0203 | 0.0588 | 0.01396 | 175 | 0 | 0 | 0 | 0 | 0 | 0 | 5.88 | 0.079 |  |  | 2 | 2 | 102 | 1750 | 0.2 | 16 | 18 | 2 | 8 | 8
73 | BR73 | 52 | 53 | 1 | 1 | 0.0405 | 0.1635 | 0.04058 | 175 | 0 | 0 | 0 | 0 | 0 | 0 | 16.35 | 0.234 |  |  | 2 | 2 | 102 | 1750 | 0.2 | 16 | 18 | 2 | 8 | 8
74 | BR74 | 53 | 54 | 1 | 1 | 0.0263 | 0.122 | 0.031 | 175 | 0 | 0 | 0 | 0 | 0 | 0 | 12.2 | 0.21 |  |  | 2 | 2 | 102 | 1750 | 0.2 | 16 | 18 | 2 | 8 | 8
75 | BR75 | 49 | 54 | 1 | 1 | 0.073 | 0.289 | 0.0738 | 175 | 0 | 0 | 0 | 0 | 0 | 0 | 28.9 | 0.565 |  |  | 2 | 2 | 102 | 1750 | 0.2 | 16 | 18 | 2 | 8 | 8
76 | BR76 | 49 | 54 | 2 | 1 | 0.0869 | 0.291 | 0.073 | 175 | 0 | 0 | 0 | 0 | 0 | 0 | 29.1 | 0.591 |  |  | 2 | 2 | 102 | 1750 | 0.2 | 16 | 18 | 2 | 8 | 8
77 | BR77 | 54 | 55 | 1 | 1 | 0.0169 | 0.0707 | 0.0202 | 175 | 0 | 0 | 0 | 0 | 0 | 0 | 7.07 | 0.08 |  |  | 2 | 2 | 102 | 1750 | 0.2 | 16 | 18 | 2 | 8 | 8
78 | BR78 | 54 | 56 | 1 | 1 | 0.00275 | 0.00955 | 0.00732 | 175 | 0 | 0 | 0 | 0 | 0 | 0 | 0.955 | 0.015 |  |  | 2 | 2 | 102 | 1750 | 0.2 | 16 | 18 | 2 | 8 | 8
79 | BR79 | 55 | 56 | 1 | 1 | 0.00488 | 0.0151 | 0.00374 | 175 | 0 | 0 | 0 | 0 | 0 | 0 | 1.51 | 0.028 |  |  | 2 | 2 | 102 | 1750 | 0.2 | 16 | 18 | 2 | 8 | 8
80 | BR80 | 56 | 57 | 1 | 1 | 0.0343 | 0.0966 | 0.0242 | 175 | 0 | 0 | 0 | 0 | 0 | 0 | 9.66 | 0.157 |  |  | 2 | 2 | 102 | 1750 | 0.2 | 16 | 18 | 2 | 8 | 8
81 | BR81 | 50 | 57 | 1 | 1 | 0.0474 | 0.134 | 0.0332 | 175 | 0 | 0 | 0 | 0 | 0 | 0 | 13.4 | 0.268 |  |  | 2 | 2 | 102 | 1750 | 0.2 | 16 | 18 | 2 | 8 | 8
82 | BR82 | 56 | 58 | 1 | 1 | 0.0343 | 0.0966 | 0.0242 | 175 | 0 | 0 | 0 | 0 | 0 | 0 | 9.66 | 0.142 |  |  | 2 | 2 | 102 | 1750 | 0.2 | 16 | 18 | 2 | 8 | 8
83 | BR83 | 51 | 58 | 1 | 1 | 0.0255 | 0.0719 | 0.01788 | 175 | 0 | 0 | 0 | 0 | 0 | 0 | 7.19 | 0.123 |  |  | 2 | 2 | 102 | 1750 | 0.2 | 16 | 18 | 2 | 8 | 8
84 | BR84 | 54 | 59 | 1 | 1 | 0.0503 | 0.2293 | 0.0598 | 175 | 0 | 0 | 0 | 0 | 0 | 0 | 22.93 | 0.461 |  |  | 2 | 2 | 102 | 1750 | 0.2 | 16 | 18 | 2 | 8 | 8
85 | BR85 | 56 | 59 | 1 | 1 | 0.0825 | 0.251 | 0.0569 | 175 | 0 | 0 | 0 | 0 | 0 | 0 | 25.1 | 0.444 |  |  | 2 | 2 | 102 | 1750 | 0.2 | 16 | 18 | 2 | 8 | 8
86 | BR86 | 56 | 59 | 2 | 1 | 0.0803 | 0.239 | 0.0536 | 175 | 0 | 0 | 0 | 0 | 0 | 0 | 23.9 | 0.468 |  |  | 2 | 2 | 102 | 1750 | 0.2 | 16 | 18 | 2 | 8 | 8
87 | BR87 | 55 | 59 | 1 | 1 | 0.04739 | 0.2158 | 0.05646 | 175 | 0 | 0 | 0 | 0 | 0 | 0 | 21.58 | 0.362 |  |  | 2 | 2 | 102 | 1750 | 0.2 | 16 | 18 | 2 | 8 | 8
88 | BR88 | 59 | 60 | 1 | 1 | 0.0317 | 0.145 | 0.0376 | 175 | 0 | 0 | 0 | 0 | 0 | 0 | 14.5 | 0.204 |  |  | 2 | 2 | 103 | 1750 | 0.2 | 16 | 18 | 2 | 8 | 8
89 | BR89 | 59 | 61 | 1 | 1 | 0.0328 | 0.15 | 0.0388 | 175 | 0 | 0 | 0 | 0 | 0 | 0 | 15 | 0.236 |  |  | 2 | 2 | 103 | 1750 | 0.2 | 16 | 18 | 2 | 8 | 8
90 | BR90 | 60 | 61 | 1 | 1 | 0.00264 | 0.0135 | 0.01456 | 500 | 0 | 0 | 0 | 0 | 0 | 0 | 1.35 | 0.02 |  |  | 2 | 2 | 103 | 5000 | 0.2 | 16 | 18 | 2 | 8 | 8
91 | BR91 | 60 | 62 | 1 | 1 | 0.0123 | 0.0561 | 0.01468 | 175 | 0 | 0 | 0 | 0 | 0 | 0 | 5.61 | 0.07 |  |  | 2 | 2 | 103 | 1750 | 0.2 | 16 | 18 | 2 | 8 | 8
92 | BR92 | 61 | 62 | 1 | 1 | 0.00824 | 0.0376 | 0.0098 | 175 | 0 | 0 | 0 | 0 | 0 | 0 | 3.76 | 0.062 |  |  | 2 | 2 | 103 | 1750 | 0.2 | 16 | 18 | 2 | 8 | 8
93 | BR93 | 63 | 59 | 1 | 1 | 0 | 0.0386 | 0 | 500 | 0 | 0 | 0 | 0 | 0 | 0 | 3.86 | 0.046 | 0.96 |  | 2 | 2 | 103 | 5000 | 0.2 | 16 | 18 | 2 | 8 | 8
94 | BR94 | 63 | 64 | 1 | 1 | 0.00172 | 0.02 | 0.216 | 500 | 0 | 0 | 0 | 0 | 0 | 0 | 2 | 0.03 |  |  | 2 | 2 | 103 | 5000 | 0.2 | 16 | 18 | 2 | 8 | 8
95 | BR95 | 64 | 61 | 1 | 1 | 0 | 0.0268 | 0 | 500 | 0 | 0 | 0 | 0 | 0 | 0 | 2.68 | 0.035 | 0.985 |  | 2 | 2 | 103 | 5000 | 0.2 | 16 | 18 | 2 | 8 | 8
96 | BR96 | 38 | 65 | 1 | 1 | 0.00901 | 0.0986 | 1.046 | 500 | 0 | 0 | 0 | 0 | 0 | 0 | 9.86 | 0.145 |  |  | 2 | 2 | 102 | 5000 | 0.2 | 16 | 18 | 2 | 8 | 8
97 | BR97 | 64 | 65 | 1 | 1 | 0.00269 | 0.0302 | 0.38 | 500 | 0 | 0 | 0 | 0 | 0 | 0 | 3.02 | 0.052 |  |  | 2 | 2 | 103 | 5000 | 0.2 | 16 | 18 | 2 | 8 | 8
98 | BR98 | 49 | 66 | 1 | 1 | 0.018 | 0.0919 | 0.0248 | 500 | 0 | 0 | 0 | 0 | 0 | 0 | 9.19 | 0.17 |  |  | 2 | 2 | 102 | 5000 | 0.2 | 16 | 18 | 2 | 8 | 8
99 | BR99 | 49 | 66 | 2 | 1 | 0.018 | 0.0919 | 0.0248 | 500 | 0 | 0 | 0 | 0 | 0 | 0 | 9.19 | 0.122 |  |  | 2 | 2 | 102 | 5000 | 0.2 | 16 | 18 | 2 | 8 | 8
100 | BR100 | 62 | 66 | 1 | 1 | 0.0482 | 0.218 | 0.0578 | 175 | 0 | 0 | 0 | 0 | 0 | 0 | 21.8 | 0.463 |  |  | 2 | 2 | 103 | 1750 | 0.2 | 16 | 18 | 2 | 8 | 8
101 | BR101 | 62 | 67 | 1 | 1 | 0.0258 | 0.117 | 0.031 | 175 | 0 | 0 | 0 | 0 | 0 | 0 | 11.7 | 0.14 |  |  | 2 | 2 | 103 | 1750 | 0.2 | 16 | 18 | 2 | 8 | 8
102 | BR102 | 65 | 66 | 1 | 1 | 0 | 0.037 | 0 | 500 | 0 | 0 | 0 | 0 | 0 | 0 | 3.7 | 0.062 | 0.935 |  | 2 | 2 | 103 | 5000 | 0.2 | 16 | 18 | 2 | 8 | 8
103 | BR103 | 66 | 67 | 1 | 1 | 0.0224 | 0.1015 | 0.02682 | 175 | 0 | 0 | 0 | 0 | 0 | 0 | 10.15 | 0.136 |  |  | 2 | 2 | 103 | 1750 | 0.2 | 16 | 18 | 2 | 8 | 8
104 | BR104 | 65 | 68 | 1 | 1 | 0.00138 | 0.016 | 0.638 | 500 | 0 | 0 | 0 | 0 | 0 | 0 | 1.6 | 0.03 |  |  | 2 | 2 | 103 | 5000 | 0.2 | 16 | 18 | 2 | 8 | 8
105 | BR105 | 47 | 69 | 1 | 1 | 0.0844 | 0.2778 | 0.07092 | 175 | 0 | 0 | 0 | 0 | 0 | 0 | 27.78 | 0.565 |  |  | 2 | 2 | 102 | 1750 | 0.2 | 16 | 18 | 2 | 8 | 8
106 | BR106 | 49 | 69 | 1 | 1 | 0.0985 | 0.324 | 0.0828 | 175 | 0 | 0 | 0 | 0 | 0 | 0 | 32.4 | 0.381 |  |  | 2 | 2 | 102 | 1750 | 0.2 | 16 | 18 | 2 | 8 | 8
107 | BR107 | 68 | 69 | 1 | 1 | 0 | 0.037 | 0 | 500 | 0 | 0 | 0 | 0 | 0 | 0 | 3.7 | 0.057 | 0.935 |  | 2 | 2 | 103 | 5000 | 0.2 | 16 | 18 | 2 | 8 | 8
108 | BR108 | 69 | 70 | 1 | 1 | 0.03 | 0.127 | 0.122 | 500 | 0 | 0 | 0 | 0 | 0 | 0 | 12.7 | 0.172 |  |  | 2 | 2 | 103 | 5000 | 0.2 | 16 | 18 | 2 | 8 | 8
109 | BR109 | 24 | 70 | 1 | 1 | 0.00221 | 0.4115 | 0.10198 | 175 | 0 | 0 | 0 | 0 | 0 | 0 | 41.15 | 0.536 |  |  | 1 | 1 | 101 | 1750 | 0.2 | 16 | 18 | 2 | 8 | 8
110 | BR110 | 70 | 71 | 1 | 1 | 0.00882 | 0.0355 | 0.00878 | 175 | 0 | 0 | 0 | 0 | 0 | 0 | 3.55 | 0.046 |  |  | 1 | 1 | 103 | 1750 | 0.2 | 16 | 18 | 2 | 8 | 8
111 | BR111 | 24 | 72 | 1 | 1 | 0.0488 | 0.196 | 0.0488 | 175 | 0 | 0 | 0 | 0 | 0 | 0 | 19.6 | 0.395 |  |  | 1 | 1 | 101 | 1750 | 0.2 | 16 | 18 | 2 | 8 | 8
112 | BR112 | 71 | 72 | 1 | 1 | 0.0446 | 0.18 | 0.04444 | 175 | 0 | 0 | 0 | 0 | 0 | 0 | 18 | 0.238 |  |  | 1 | 1 | 103 | 1750 | 0.2 | 16 | 18 | 2 | 8 | 8
113 | BR113 | 71 | 73 | 1 | 1 | 0.00866 | 0.0454 | 0.01178 | 175 | 0 | 0 | 0 | 0 | 0 | 0 | 4.54 | 0.051 |  |  | 1 | 1 | 103 | 1750 | 0.2 | 16 | 18 | 2 | 8 | 8
114 | BR114 | 70 | 74 | 1 | 1 | 0.0401 | 0.1323 | 0.03368 | 175 | 0 | 0 | 0 | 0 | 0 | 0 | 13.23 | 0.264 |  |  | 1 | 1 | 103 | 1750 | 0.2 | 16 | 18 | 2 | 8 | 8
115 | BR115 | 70 | 75 | 1 | 1 | 0.0428 | 0.141 | 0.036 | 175 | 0 | 0 | 0 | 0 | 0 | 0 | 14.1 | 0.155 |  |  | 1 | 1 | 103 | 1750 | 0.2 | 16 | 18 | 2 | 8 | 8
116 | BR116 | 69 | 75 | 1 | 1 | 0.0405 | 0.122 | 0.124 | 500 | 0 | 0 | 0 | 0 | 0 | 0 | 12.2 | 0.155 |  |  | 2 | 2 | 103 | 5000 | 0.2 | 16 | 18 | 2 | 8 | 8
117 | BR117 | 74 | 75 | 1 | 1 | 0.0123 | 0.0406 | 0.01034 | 175 | 0 | 0 | 0 | 0 | 0 | 0 | 4.06 | 0.073 |  |  | 1 | 1 | 103 | 1750 | 0.2 | 16 | 18 | 2 | 8 | 8
118 | BR118 | 76 | 77 | 1 | 1 | 0.0444 | 0.148 | 0.0368 | 175 | 0 | 0 | 0 | 0 | 0 | 0 | 14.8 | 0.314 |  |  | 2 | 2 | 103 | 1750 | 0.2 | 16 | 18 | 2 | 8 | 8
119 | BR119 | 69 | 77 | 1 | 1 | 0.0309 | 0.101 | 0.1038 | 175 | 0 | 0 | 0 | 0 | 0 | 0 | 10.1 | 0.168 |  |  | 2 | 2 | 103 | 1750 | 0.2 | 16 | 18 | 2 | 8 | 8
120 | BR120 | 75 | 77 | 1 | 1 | 0.0601 | 0.1999 | 0.04978 | 175 | 0 | 0 | 0 | 0 | 0 | 0 | 19.99 | 0.321 |  |  | 1 | 1 | 103 | 1750 | 0.2 | 16 | 18 | 2 | 8 | 8
121 | BR121 | 77 | 78 | 1 | 1 | 0.00376 | 0.0124 | 0.01264 | 175 | 0 | 0 | 0 | 0 | 0 | 0 | 1.24 | 0.021 |  |  | 2 | 2 | 103 | 1750 | 0.2 | 16 | 18 | 2 | 8 | 8
122 | BR122 | 78 | 79 | 1 | 1 | 0.00546 | 0.0244 | 0.00648 | 175 | 0 | 0 | 0 | 0 | 0 | 0 | 2.44 | 0.036 |  |  | 2 | 2 | 104 | 1750 | 0.2 | 16 | 18 | 2 | 8 | 8
123 | BR123 | 77 | 80 | 1 | 1 | 0.017 | 0.0485 | 0.0472 | 500 | 0 | 0 | 0 | 0 | 0 | 0 | 4.85 | 0.091 |  |  | 2 | 2 | 103 | 5000 | 0.2 | 16 | 18 | 2 | 8 | 8
124 | BR124 | 77 | 80 | 2 | 1 | 0.0294 | 0.105 | 0.0228 | 500 | 0 | 0 | 0 | 0 | 0 | 0 | 10.5 | 0.133 |  |  | 2 | 2 | 103 | 5000 | 0.2 | 16 | 18 | 2 | 8 | 8
125 | BR125 | 79 | 80 | 1 | 1 | 0.0156 | 0.0704 | 0.0187 | 175 | 0 | 0 | 0 | 0 | 0 | 0 | 7.04 | 0.106 |  |  | 2 | 2 | 104 | 1750 | 0.2 | 16 | 18 | 2 | 8 | 8
126 | BR126 | 68 | 81 | 1 | 1 | 0.00175 | 0.0202 | 0.808 | 500 | 0 | 0 | 0 | 0 | 0 | 0 | 2.02 | 0.03 |  |  | 2 | 2 | 103 | 5000 | 0.2 | 16 | 18 | 2 | 8 | 8
127 | BR127 | 81 | 80 | 1 | 1 | 0 | 0.037 | 0 | 500 | 0 | 0 | 0 | 0 | 0 | 0 | 3.7 | 0.064 | 0.935 | 3.57 | 2 | 2 | 104 | 5000 | 0.2 | 16 | 18 | 2 | 8 | 8
128 | BR128 | 77 | 82 | 1 | 1 | 0.0298 | 0.0853 | 0.08174 | 200 | 0 | 0 | 0 | 0 | 0 | 0 | 8.53 | 0.096 |  |  | 2 | 2 | 103 | 2000 | 0.2 | 16 | 18 | 2 | 8 | 8
129 | BR129 | 82 | 83 | 1 | 1 | 0.0112 | 0.03665 | 0.03796 | 200 | 0 | 0 | 0 | 0 | 0 | 0 | 3.665 | 0.056 |  |  | 3 | 3 | 104 | 2000 | 0.2 | 16 | 18 | 2 | 8 | 8
130 | BR130 | 83 | 84 | 1 | 1 | 0.0625 | 0.132 | 0.0258 | 175 | 0 | 0 | 0 | 0 | 0 | 0 | 13.2 | 0.176 |  |  | 3 | 3 | 104 | 1750 | 0.2 | 16 | 18 | 2 | 8 | 8
131 | BR131 | 83 | 85 | 1 | 1 | 0.043 | 0.148 | 0.0348 | 175 | 0 | 0 | 0 | 0 | 0 | 0 | 14.8 | 0.173 |  |  | 3 | 3 | 104 | 1750 | 0.2 | 16 | 18 | 2 | 8 | 8
132 | BR132 | 84 | 85 | 1 | 1 | 0.0302 | 0.0641 | 0.01234 | 175 | 0 | 0 | 0 | 0 | 0 | 0 | 6.41 | 0.129 |  |  | 3 | 3 | 104 | 1750 | 0.2 | 16 | 18 | 2 | 8 | 8
133 | BR133 | 85 | 86 | 1 | 1 | 0.035 | 0.123 | 0.0276 | 500 | 0 | 0 | 0 | 0 | 0 | 0 | 12.3 | 0.144 |  |  | 3 | 3 | 104 | 5000 | 0.2 | 16 | 18 | 2 | 8 | 8
134 | BR134 | 86 | 87 | 1 | 1 | 0.02828 | 0.2074 | 0.0445 | 500 | 0 | 0 | 0 | 0 | 0 | 0 | 20.74 | 0.426 |  |  | 3 | 3 | 104 | 5000 | 0.2 | 16 | 18 | 2 | 8 | 8
135 | BR135 | 85 | 88 | 1 | 1 | 0.02 | 0.102 | 0.0276 | 175 | 0 | 0 | 0 | 0 | 0 | 0 | 10.2 | 0.118 |  |  | 3 | 3 | 104 | 1750 | 0.2 | 16 | 18 | 2 | 8 | 8
136 | BR136 | 85 | 89 | 1 | 1 | 0.0239 | 0.173 | 0.047 | 175 | 0 | 0 | 0 | 0 | 0 | 0 | 17.3 | 0.367 |  |  | 3 | 3 | 104 | 1750 | 0.2 | 16 | 18 | 2 | 8 | 8
137 | BR137 | 88 | 89 | 1 | 1 | 0.0139 | 0.0712 | 0.01934 | 500 | 0 | 0 | 0 | 0 | 0 | 0 | 7.12 | 0.109 |  |  | 3 | 3 | 104 | 5000 | 0.2 | 16 | 18 | 2 | 8 | 8
138 | BR138 | 89 | 90 | 1 | 1 | 0.0518 | 0.188 | 0.0528 | 500 | 0 | 0 | 0 | 0 | 0 | 0 | 18.8 | 0.209 |  |  | 3 | 3 | 104 | 5000 | 0.2 | 16 | 18 | 2 | 8 | 8
139 | BR139 | 89 | 90 | 2 | 1 | 0.0238 | 0.0997 | 0.106 | 500 | 0 | 0 | 0 | 0 | 0 | 0 | 9.97 | 0.108 |  |  | 3 | 3 | 104 | 5000 | 0.2 | 16 | 18 | 2 | 8 | 8
140 | BR140 | 90 | 91 | 1 | 1 | 0.0254 | 0.0836 | 0.0214 | 175 | 0 | 0 | 0 | 0 | 0 | 0 | 8.36 | 0.098 |  |  | 3 | 3 | 104 | 1750 | 0.2 | 16 | 18 | 2 | 8 | 8
141 | BR141 | 89 | 92 | 1 | 1 | 0.0099 | 0.0505 | 0.0548 | 500 | 0 | 0 | 0 | 0 | 0 | 0 | 5.05 | 0.058 |  |  | 3 | 3 | 104 | 5000 | 0.2 | 16 | 18 | 2 | 8 | 8
142 | BR142 | 89 | 92 | 2 | 1 | 0.0393 | 0.1581 | 0.0414 | 500 | 0 | 0 | 0 | 0 | 0 | 0 | 15.81 | 0.197 |  |  | 3 | 3 | 104 | 5000 | 0.2 | 16 | 18 | 2 | 8 | 8
143 | BR143 | 91 | 92 | 1 | 1 | 0.0387 | 0.1272 | 0.03268 | 175 | 0 | 0 | 0 | 0 | 0 | 0 | 12.72 | 0.235 |  |  | 3 | 3 | 104 | 1750 | 0.2 | 16 | 18 | 2 | 8 | 8
144 | BR144 | 92 | 93 | 1 | 1 | 0.0258 | 0.0848 | 0.0218 | 175 | 0 | 0 | 0 | 0 | 0 | 0 | 8.48 | 0.117 |  |  | 3 | 3 | 104 | 1750 | 0.2 | 16 | 18 | 2 | 8 | 8
145 | BR145 | 92 | 94 | 1 | 1 | 0.0481 | 0.158 | 0.0406 | 175 | 0 | 0 | 0 | 0 | 0 | 0 | 15.8 | 0.2 |  |  | 3 | 3 | 104 | 1750 | 0.2 | 16 | 18 | 2 | 8 | 8
146 | BR146 | 93 | 94 | 1 | 1 | 0.0223 | 0.0732 | 0.01876 | 175 | 0 | 0 | 0 | 0 | 0 | 0 | 7.32 | 0.098 |  |  | 3 | 3 | 104 | 1750 | 0.2 | 16 | 18 | 2 | 8 | 8
147 | BR147 | 94 | 95 | 1 | 1 | 0.0132 | 0.0434 | 0.0111 | 175 | 0 | 0 | 0 | 0 | 0 | 0 | 4.34 | 0.069 |  |  | 3 | 3 | 104 | 1750 | 0.2 | 16 | 18 | 2 | 8 | 8
148 | BR148 | 80 | 96 | 1 | 1 | 0.0356 | 0.182 | 0.0494 | 175 | 0 | 0 | 0 | 0 | 0 | 0 | 18.2 | 0.303 |  |  | 2 | 2 | 104 | 1750 | 0.2 | 16 | 18 | 2 | 8 | 8
149 | BR149 | 82 | 96 | 1 | 1 | 0.0162 | 0.053 | 0.0544 | 175 | 0 | 0 | 0 | 0 | 0 | 0 | 5.3 | 0.108 |  |  | 3 | 3 | 104 | 1750 | 0.2 | 16 | 18 | 2 | 8 | 8
150 | BR150 | 94 | 96 | 1 | 1 | 0.0269 | 0.0869 | 0.023 | 175 | 0 | 0 | 0 | 0 | 0 | 0 | 8.69 | 0.12 |  |  | 3 | 3 | 104 | 1750 | 0.2 | 16 | 18 | 2 | 8 | 8
151 | BR151 | 80 | 97 | 1 | 1 | 0.0183 | 0.0934 | 0.0254 | 175 | 0 | 0 | 0 | 0 | 0 | 0 | 9.34 | 0.199 |  |  | 2 | 2 | 104 | 1750 | 0.2 | 16 | 18 | 2 | 8 | 8
152 | BR152 | 80 | 98 | 1 | 1 | 0.0238 | 0.108 | 0.0286 | 175 | 0 | 0 | 0 | 0 | 0 | 0 | 10.8 | 0.219 |  |  | 2 | 2 | 104 | 1750 | 0.2 | 16 | 18 | 2 | 8 | 8
153 | BR153 | 80 | 99 | 1 | 1 | 0.0454 | 0.206 | 0.0546 | 200 | 0 | 0 | 0 | 0 | 0 | 0 | 20.6 | 0.381 |  |  | 2 | 2 | 104 | 2000 | 0.2 | 16 | 18 | 2 | 8 | 8
154 | BR154 | 92 | 100 | 1 | 1 | 0.0648 | 0.295 | 0.0472 | 175 | 0 | 0 | 0 | 0 | 0 | 0 | 29.5 | 0.42 |  |  | 3 | 3 | 104 | 1750 | 0.2 | 16 | 18 | 2 | 8 | 8
155 | BR155 | 94 | 100 | 1 | 1 | 0.0178 | 0.058 | 0.0604 | 175 | 0 | 0 | 0 | 0 | 0 | 0 | 5.8 | 0.113 |  |  | 3 | 3 | 104 | 1750 | 0.2 | 16 | 18 | 2 | 8 | 8
156 | BR156 | 95 | 96 | 1 | 1 | 0.0171 | 0.0547 | 0.01474 | 175 | 0 | 0 | 0 | 0 | 0 | 0 | 5.47 | 0.072 |  |  | 3 | 3 | 104 | 1750 | 0.2 | 16 | 18 | 2 | 8 | 8
157 | BR157 | 96 | 97 | 1 | 1 | 0.0173 | 0.0885 | 0.024 | 175 | 0 | 0 | 0 | 0 | 0 | 0 | 8.85 | 0.177 |  |  | 3 | 3 | 104 | 1750 | 0.2 | 16 | 18 | 2 | 8 | 8
158 | BR158 | 98 | 100 | 1 | 1 | 0.0397 | 0.179 | 0.0476 | 175 | 0 | 0 | 0 | 0 | 0 | 0 | 17.9 | 0.365 |  |  | 2 | 2 | 104 | 1750 | 0.2 | 16 | 18 | 2 | 8 | 8
159 | BR159 | 99 | 100 | 1 | 1 | 0.018 | 0.0813 | 0.0216 | 175 | 0 | 0 | 0 | 0 | 0 | 0 | 8.13 | 0.142 |  |  | 2 | 2 | 104 | 1750 | 0.2 | 16 | 18 | 2 | 8 | 8
160 | BR160 | 100 | 101 | 1 | 1 | 0.0277 | 0.1262 | 0.0328 | 175 | 0 | 0 | 0 | 0 | 0 | 0 | 12.62 | 0.272 |  |  | 3 | 3 | 104 | 1750 | 0.2 | 16 | 18 | 2 | 8 | 8
161 | BR161 | 92 | 102 | 1 | 1 | 0.0123 | 0.0559 | 0.01464 | 175 | 0 | 0 | 0 | 0 | 0 | 0 | 5.59 | 0.096 |  |  | 3 | 3 | 104 | 1750 | 0.2 | 16 | 18 | 2 | 8 | 8
162 | BR162 | 101 | 102 | 1 | 1 | 0.0246 | 0.112 | 0.0294 | 175 | 0 | 0 | 0 | 0 | 0 | 0 | 11.2 | 0.148 |  |  | 3 | 3 | 104 | 1750 | 0.2 | 16 | 18 | 2 | 8 | 8
163 | BR163 | 100 | 103 | 1 | 1 | 0.016 | 0.0525 | 0.0536 | 500 | 0 | 0 | 0 | 0 | 0 | 0 | 5.25 | 0.079 |  |  | 3 | 3 | 104 | 5000 | 0.2 | 16 | 18 | 2 | 8 | 8
164 | BR164 | 100 | 104 | 1 | 1 | 0.0451 | 0.204 | 0.0541 | 175 | 0 | 0 | 0 | 0 | 0 | 0 | 20.4 | 0.262 |  |  | 3 | 3 | 104 | 1750 | 0.2 | 16 | 18 | 2 | 8 | 8
165 | BR165 | 103 | 104 | 1 | 1 | 0.0466 | 0.1584 | 0.0407 | 175 | 0 | 0 | 0 | 0 | 0 | 0 | 15.84 | 0.309 |  |  | 3 | 3 | 104 | 1750 | 0.2 | 16 | 18 | 2 | 8 | 8
166 | BR166 | 103 | 105 | 1 | 1 | 0.0535 | 0.1625 | 0.0408 | 175 | 0 | 0 | 0 | 0 | 0 | 0 | 16.25 | 0.276 |  |  | 3 | 3 | 104 | 1750 | 0.2 | 16 | 18 | 2 | 8 | 8
167 | BR167 | 100 | 106 | 1 | 1 | 0.0605 | 0.229 | 0.062 | 175 | 0 | 0 | 0 | 0 | 0 | 0 | 22.9 | 0.371 |  |  | 3 | 3 | 104 | 1750 | 0.2 | 16 | 18 | 2 | 8 | 8
168 | BR168 | 104 | 105 | 1 | 1 | 0.00994 | 0.0378 | 0.00986 | 175 | 0 | 0 | 0 | 0 | 0 | 0 | 3.78 | 0.05 |  |  | 3 | 3 | 104 | 1750 | 0.2 | 16 | 18 | 2 | 8 | 8
169 | BR169 | 105 | 106 | 1 | 1 | 0.014 | 0.0547 | 0.01434 | 175 | 0 | 0 | 0 | 0 | 0 | 0 | 5.47 | 0.06 |  |  | 3 | 3 | 104 | 1750 | 0.2 | 16 | 18 | 2 | 8 | 8
170 | BR170 | 105 | 107 | 1 | 1 | 0.053 | 0.183 | 0.0472 | 175 | 0 | 0 | 0 | 0 | 0 | 0 | 18.3 | 0.362 |  |  | 3 | 3 | 104 | 1750 | 0.2 | 16 | 18 | 2 | 8 | 8
171 | BR171 | 105 | 108 | 1 | 1 | 0.0261 | 0.0703 | 0.01844 | 175 | 0 | 0 | 0 | 0 | 0 | 0 | 7.03 | 0.118 |  |  | 3 | 3 | 104 | 1750 | 0.2 | 16 | 18 | 2 | 8 | 8
172 | BR172 | 106 | 107 | 1 | 1 | 0.053 | 0.183 | 0.0472 | 175 | 0 | 0 | 0 | 0 | 0 | 0 | 18.3 | 0.229 |  |  | 3 | 3 | 104 | 1750 | 0.2 | 16 | 18 | 2 | 8 | 8
173 | BR173 | 108 | 109 | 1 | 1 | 0.0105 | 0.0288 | 0.0076 | 175 | 0 | 0 | 0 | 0 | 0 | 0 | 2.88 | 0.048 |  |  | 3 | 3 | 104 | 1750 | 0.2 | 16 | 18 | 2 | 8 | 8
174 | BR174 | 103 | 110 | 1 | 1 | 0.03906 | 0.1813 | 0.0461 | 175 | 0 | 0 | 0 | 0 | 0 | 0 | 18.13 | 0.349 |  |  | 3 | 3 | 104 | 1750 | 0.2 | 16 | 18 | 2 | 8 | 8
175 | BR175 | 109 | 110 | 1 | 1 | 0.0278 | 0.0762 | 0.0202 | 175 | 0 | 0 | 0 | 0 | 0 | 0 | 7.62 | 0.081 |  |  | 3 | 3 | 104 | 1750 | 0.2 | 16 | 18 | 2 | 8 | 8
176 | BR176 | 110 | 111 | 1 | 1 | 0.022 | 0.0755 | 0.02 | 175 | 0 | 0 | 0 | 0 | 0 | 0 | 7.55 | 0.145 |  |  | 3 | 3 | 104 | 1750 | 0.2 | 16 | 18 | 2 | 8 | 8
177 | BR177 | 110 | 112 | 1 | 1 | 0.0247 | 0.064 | 0.062 | 175 | 0 | 0 | 0 | 0 | 0 | 0 | 6.4 | 0.121 |  |  | 3 | 3 | 104 | 1750 | 0.2 | 16 | 18 | 2 | 8 | 8
178 | BR178 | 17 | 113 | 1 | 1 | 0.00913 | 0.0301 | 0.00768 | 175 | 0 | 0 | 0 | 0 | 0 | 0 | 3.01 | 0.047 |  |  | 1 | 1 | 101 | 1750 | 0.2 | 16 | 18 | 2 | 8 | 8
179 | BR179 | 32 | 113 | 1 | 1 | 0.0615 | 0.203 | 0.0518 | 500 | 0 | 0 | 0 | 0 | 0 | 0 | 20.3 | 0.282 |  |  | 1 | 1 | 102 | 5000 | 0.2 | 16 | 18 | 2 | 8 | 8
180 | BR180 | 32 | 114 | 1 | 1 | 0.0135 | 0.0612 | 0.01628 | 175 | 0 | 0 | 0 | 0 | 0 | 0 | 6.12 | 0.101 |  |  | 1 | 1 | 102 | 1750 | 0.2 | 16 | 18 | 2 | 8 | 8
181 | BR181 | 27 | 115 | 1 | 1 | 0.0164 | 0.0741 | 0.01972 | 175 | 0 | 0 | 0 | 0 | 0 | 0 | 7.41 | 0.095 |  |  | 1 | 1 | 101 | 1750 | 0.2 | 16 | 18 | 2 | 8 | 8
182 | BR182 | 114 | 115 | 1 | 1 | 0.0023 | 0.0104 | 0.00276 | 175 | 0 | 0 | 0 | 0 | 0 | 0 | 1.04 | 0.019 |  |  | 1 | 1 | 104 | 1750 | 0.2 | 16 | 18 | 2 | 8 | 8
183 | BR183 | 68 | 116 | 1 | 1 | 0.00034 | 0.00405 | 0.164 | 500 | 0 | 0 | 0 | 0 | 0 | 0 | 0.405 | 0.006 |  |  | 2 | 2 | 103 | 5000 | 0.2 | 16 | 18 | 2 | 8 | 8
184 | BR184 | 12 | 117 | 1 | 1 | 0.0329 | 0.14 | 0.0358 | 175 | 0 | 0 | 0 | 0 | 0 | 0 | 14 | 0.217 |  |  | 1 | 1 | 101 | 1750 | 0.2 | 16 | 18 | 2 | 8 | 8
185 | BR185 | 75 | 118 | 1 | 1 | 0.0145 | 0.0481 | 0.01198 | 175 | 0 | 0 | 0 | 0 | 0 | 0 | 4.81 | 0.062 |  |  | 1 | 1 | 103 | 1750 | 0.2 | 16 | 18 | 2 | 8 | 8
186 | BR186 | 76 | 118 | 1 | 1 | 0.0164 | 0.0544 | 0.01356 | 175 | 0 | 0 | 0 | 0 | 0 | 0 | 5.44 | 0.074 |  |  | 2 | 2 | 103 | 1750 | 0.2 | 16 | 18 | 2 | 8 | 8
Note on B1: Zuyi Li: Branch name
Note on C1: Zuyi Li: From bus number
Note on D1: Zuyi Li: To bus number
Note on E1: Zuyi Li: Circuit ID
Note on F1: Zuyi Li: Branch Status (DEFAULT: 1) 0: out-of-service; 1: in-service
Note on G1: Zuyi Li: Resistance (DEAFULT: 0; p.u.)
Note on H1: Zuyi Li: Reactance (DEAFULT: must input; p.u.)
Note on I1: Zuyi Li: Total branch charging
Note on J1: Zuyi Li: Flow limit A (DEFAULT: 0; MVA)
Note on K1: Zuyi Li: Flow limit B (DEFAULT: 0; MVA)
Note on L1: Zuyi Li: Flow limit C (DEFAULT: 0; MVA)
Note on M1: Zuyi Li: Line shunt conductance at from bus side (DEFAULT: 0; p.u.)
Note on N1: Zuyi Li: Line shunt susceptance at from bus side (DEFAULT: 0; p.u.)
Note on O1: Zuyi Li: Line shunt conductance at to bus side (DEFAULT: 0; p.u.)
Note on P1: Zuyi Li: Line shunt susceptance at to bus side (DEFAULT: 0; p.u.)
Note on Q1: Zuyi Li: Branch length (DEFAULT: 0)
Note on U1: Zuyi Li: Area number (DEFAULT: 1)
Note on V1: Zuyi Li: Zone number (DEFAULT: 1)
Note on W1: Zuyi Li: Owner number (DEFAULT: 1)
Note on S1: Zuyi Li: Tap (DEFAULT: 0; p.u.)
Note on T1: Zuyi Li: Phase shifter angle (DEFAULT: 0; degree)
Note on X1: Zuyi Li: Maintenance Cost ($/Hour)
Note on Y1: Zuyi Li: Outage Rate (1/Year)
Note on Z1: Zuyi Li: Outage Duration (Hour/Year)
Note on R1: Zuyi Li: Transmission usage charge

## Area
Index | Name | AreaNo
1 | Area1 | 1
2 | Area2 | 2
3 | Area3 | 3
Note on B1: Zuyi Li: Area Name
Note on C1: Zuyi Li: Area Number

## Zone
Index | Name | ZoneNo
1 | Zone1 | 1
2 | Zone2 | 2
3 | Zone3 | 3
Note on B1: Zuyi Li: Zone Name
Note on C1: Zuyi Li: Zone Number

## Owner
Index | Name | OwnerNo
1 | GENCO1 | 1
2 | GENCO2 | 2
3 | GENCO3 | 3
4 | TRANSCO1 | 101
5 | TRANSCO2 | 102
6 | TRANSCO3 | 103
7 | TRANSCO4 | 104
8 | DISTCO1 | 201
9 | DISTCO2 | 202
10 | DISTCO3 | 203
11 | DISTCO4 | 204
12 | DISTCO5 | 205
13 | DISTCO6 | 206
Note on B1: Zuyi Li: Owner Name
Note on C1: Zuyi Li: Owner Number

## Reliability
Period | EENS Limit
1 | 0
2 | 0
3 | 0
4 | 0
5 | 0
6 | 0
7 | 0
8 | 0
9 | 0
10 | 0
11 | 0
12 | 0
13 | 0
14 | 0
15 | 0
16 | 0
17 | 0
18 | 0
19 | 0
20 | 0
21 | 0
22 | 0
23 | 0
24 | 0
25 | 0
26 | 0
27 | 0
28 | 0
29 | 0
30 | 0
31 | 0
32 | 0
33 | 0
34 | 0
35 | 0
36 | 0
37 | 0
38 | 0
39 | 0
40 | 0
41 | 0
42 | 0
43 | 0
44 | 0
45 | 0
46 | 0
47 | 0
48 | 0
49 | 0
50 | 0
51 | 0
52 | 0
53 | 0
54 | 0
55 | 0
56 | 0
57 | 0
58 | 0
59 | 0
60 | 0
61 | 0
62 | 0
63 | 0
64 | 0
65 | 0
66 | 0
67 | 0
68 | 0
69 | 0
70 | 0
71 | 0
72 | 0
73 | 0
74 | 0
75 | 0
76 | 0
77 | 0
78 | 0
79 | 0
80 | 0
81 | 0
82 | 0
83 | 0
84 | 0
85 | 0
86 | 0
87 | 0
88 | 0
89 | 0
90 | 0
91 | 0
92 | 0
93 | 0
94 | 0
95 | 0
96 | 0
97 | 0
98 | 0
99 | 0
100 | 0
101 | 0
102 | 0
103 | 0
104 | 0
105 | 0
106 | 0
107 | 0
108 | 0
109 | 0
110 | 0
111 | 0
112 | 0
113 | 0
114 | 0
115 | 0
116 | 0
117 | 0
118 | 0
119 | 0
120 | 0
121 | 0
122 | 0
123 | 0
124 | 0
125 | 0
126 | 0
127 | 0
128 | 0
129 | 0
130 | 0
131 | 0
132 | 0
133 | 0
134 | 0
135 | 0
136 | 0
137 | 0
138 | 0
139 | 0
140 | 0
141 | 0
142 | 0
143 | 0
144 | 0
145 | 0
146 | 0
147 | 0
148 | 0
149 | 0
150 | 0
151 | 0
152 | 0
153 | 0
154 | 0
155 | 0
156 | 0
157 | 0
158 | 0
159 | 0
160 | 0
161 | 0
162 | 0
163 | 0
164 | 0
165 | 0
166 | 0
167 | 0
168 | 0
Note on A1: Zuyi Li: Maintenance Period
Note on B1: Zuyi Li: EENS Limit (MWh) for the maintenance period

## Generator Maintenance Window
Index | Name | ID | Start Period | End Period | Status | Sign | Duration
1 | TG10 | 1 | 1 | 168 | 0 | = | 24
2 | TG28 | 1 | 1 | 168 | 0 | = | 24
3 | TG39 | 1 | 1 | 168 | 0 | = | 24
Note on B1: Zuyi Li: Generator name
Note on C1: Zuyi Li: Generator ID
Note on D1: Zuyi Li: Maintenance Start Period
Note on E1: Zuyi Li: Maintenance Ending Period
Note on F1: Zuyi Li: Status // 1: STATUS_MUSTON // -1: STATUS_MUSTOFF // 0: STATUS_ONOFF
Note on G1: Zuyi Li: Sign: useful only when status=STATUS_ONOFF // >: >= // <: <= // =: =
Note on H1: Zuyi Li: Maintenance Duration: useful only when status=STATUS_ONOFF
Note on B59: Zuyi Li: Generator name
Note on C59: Zuyi Li: Generator ID
Note on D59: Zuyi Li: Bus number
Note on E59: Zuyi Li: Generator status (DEFAULT: 1) 0: out-of-service; 1: in-service
Note on F59: Zuyi Li: Real power (DEFAULT: 0; MW)
Note on G59: Zuyi Li: Reactive power (DEFAULT: 0; MVAR)
Note on H59: Zuyi Li: Maximum real power (DEFAULT: 0; MW)
Note on I59: Zuyi Li: Minimum real power (DEFAULT: 0; MW)
Note on J59: Zuyi Li: Maximum reactive power (DEFAULT: 0; MVAR)
Note on K59: Zuyi Li: Minimum reactive power (DEFAULT: 0; MVAR)
Note on L59: Zuyi Li: Area number (DEFAULT: 1)
Note on M59: Zuyi Li: Zone number (DEFAULT: 1)
Note on N59: Zuyi Li: Owner number (DEFAULT: 1)
Note on O59: fuyong: fuel type #6 oil =1 #2 oil =2 coal=3 nuclear=4
Note on P59: fuyong: fuel price ($/Mbtu)
Note on Q59: fuyong: weekly fuel limit (Mbtu)
Note on R59: fuyong: average heat rate (Mbtu/MWh)
Note on S59: Zuyi Li: Maintenance Cost ($/KW/Year)
Note on T59: Zuyi Li: Operation cost ($/MWh)
Note on U59: fuyong: emission coefficience A
Note on V59: fuyong: emission coefficience B
Note on W59: fuyong: emission coefficience C
Note on X59: fuyong: emission limit for generator
Note on Y59: Zuyi Li: Forced outage rate

## Line Maintenance Window
Index | Name | I | J | CID | Start Period | End Period | Status | Sign | Duration
1 | BR30 | 23 | 24 | 1 | 1 | 168 | 0 | = | 24
2 | BR44 | 15 | 33 | 1 | 1 | 168 | 0 | = | 24
3 | BR45 | 19 | 34 | 1 | 1 | 168 | 0 | = | 24
4 | BR54 | 30 | 38 | 1 | 1 | 168 | 0 | = | 24
Note on B1: Zuyi Li: Generator name
Note on F1: Zuyi Li: Maintenance Start Period
Note on G1: Zuyi Li: Maintenance Ending Period
Note on H1: Zuyi Li: Status // 1: STATUS_MUSTON // -1: STATUS_MUSTOFF // 0: STATUS_ONOFF
Note on I1: Zuyi Li: Sign: useful only when status=STATUS_ONOFF // >: >= // <: <= // =: =
Note on J1: Zuyi Li: Maintenance Duration: useful only when status=STATUS_ONOFF
Note on C1: Zuyi Li: From bus number
Note on D1: Zuyi Li: To bus number
Note on E1: Zuyi Li: Circuit ID

## Maintenance Crew Constraint
Period | Gen Number Limit | Gen Capacity Limit | Line Number Limit | Line Capacity Limit
1 | 1 | 1000 | 1 | 1000
2 | 1 | 1000 | 1 | 1000
3 | 1 | 1000 | 1 | 1000
4 | 1 | 1000 | 1 | 1000
5 | 1 | 1000 | 1 | 1000
6 | 1 | 1000 | 1 | 1000
7 | 1 | 1000 | 1 | 1000
8 | 1 | 1000 | 1 | 1000
9 | 1 | 1000 | 1 | 1000
10 | 1 | 1000 | 1 | 1000
11 | 1 | 1000 | 1 | 1000
12 | 1 | 1000 | 1 | 1000
13 | 1 | 1000 | 1 | 1000
14 | 1 | 1000 | 1 | 1000
15 | 1 | 1000 | 1 | 1000
16 | 1 | 1000 | 1 | 1000
17 | 1 | 1000 | 1 | 1000
18 | 1 | 1000 | 1 | 1000
19 | 1 | 1000 | 1 | 1000
20 | 1 | 1000 | 1 | 1000
21 | 1 | 1000 | 1 | 1000
22 | 1 | 1000 | 1 | 1000
23 | 1 | 1000 | 1 | 1000
24 | 1 | 1000 | 1 | 1000
25 | 1 | 1000 | 1 | 1000
26 | 1 | 1000 | 1 | 1000
27 | 1 | 1000 | 1 | 1000
28 | 1 | 1000 | 1 | 1000
29 | 1 | 1000 | 1 | 1000
30 | 1 | 1000 | 1 | 1000
31 | 1 | 1000 | 1 | 1000
32 | 1 | 1000 | 1 | 1000
33 | 1 | 1000 | 1 | 1000
34 | 1 | 1000 | 1 | 1000
35 | 1 | 1000 | 1 | 1000
36 | 1 | 1000 | 1 | 1000
37 | 1 | 1000 | 1 | 1000
38 | 1 | 1000 | 1 | 1000
39 | 1 | 1000 | 1 | 1000
40 | 1 | 1000 | 1 | 1000
41 | 1 | 1000 | 1 | 1000
42 | 1 | 1000 | 1 | 1000
43 | 1 | 1000 | 1 | 1000
44 | 1 | 1000 | 1 | 1000
45 | 1 | 1000 | 1 | 1000
46 | 1 | 1000 | 1 | 1000
47 | 1 | 1000 | 1 | 1000
48 | 1 | 1000 | 1 | 1000
49 | 1 | 1000 | 1 | 1000
50 | 1 | 1000 | 1 | 1000
51 | 1 | 1000 | 1 | 1000
52 | 1 | 1000 | 1 | 1000
53 | 1 | 1000 | 1 | 1000
54 | 1 | 1000 | 1 | 1000
55 | 1 | 1000 | 1 | 1000
56 | 1 | 1000 | 1 | 1000
57 | 1 | 1000 | 1 | 1000
58 | 1 | 1000 | 1 | 1000
59 | 1 | 1000 | 1 | 1000
60 | 1 | 1000 | 1 | 1000
61 | 1 | 1000 | 1 | 1000
62 | 1 | 1000 | 1 | 1000
63 | 1 | 1000 | 1 | 1000
64 | 1 | 1000 | 1 | 1000
65 | 1 | 1000 | 1 | 1000
66 | 1 | 1000 | 1 | 1000
67 | 1 | 1000 | 1 | 1000
68 | 1 | 1000 | 1 | 1000
69 | 1 | 1000 | 1 | 1000
70 | 1 | 1000 | 1 | 1000
71 | 1 | 1000 | 1 | 1000
72 | 1 | 1000 | 1 | 1000
73 | 1 | 1000 | 1 | 1000
74 | 1 | 1000 | 1 | 1000
75 | 1 | 1000 | 1 | 1000
76 | 1 | 1000 | 1 | 1000
77 | 1 | 1000 | 1 | 1000
78 | 1 | 1000 | 1 | 1000
79 | 1 | 1000 | 1 | 1000
80 | 1 | 1000 | 1 | 1000
81 | 1 | 1000 | 1 | 1000
82 | 1 | 1000 | 1 | 1000
83 | 1 | 1000 | 1 | 1000
84 | 1 | 1000 | 1 | 1000
85 | 1 | 1000 | 1 | 1000
86 | 1 | 1000 | 1 | 1000
87 | 1 | 1000 | 1 | 1000
88 | 1 | 1000 | 1 | 1000
89 | 1 | 1000 | 1 | 1000
90 | 1 | 1000 | 1 | 1000
91 | 1 | 1000 | 1 | 1000
92 | 1 | 1000 | 1 | 1000
93 | 1 | 1000 | 1 | 1000
94 | 1 | 1000 | 1 | 1000
95 | 1 | 1000 | 1 | 1000
96 | 1 | 1000 | 1 | 1000
97 | 1 | 1000 | 1 | 1000
98 | 1 | 1000 | 1 | 1000
99 | 1 | 1000 | 1 | 1000
100 | 1 | 1000 | 1 | 1000
101 | 1 | 1000 | 1 | 1000
102 | 1 | 1000 | 1 | 1000
103 | 1 | 1000 | 1 | 1000
104 | 1 | 1000 | 1 | 1000
105 | 1 | 1000 | 1 | 1000
106 | 1 | 1000 | 1 | 1000
107 | 1 | 1000 | 1 | 1000
108 | 1 | 1000 | 1 | 1000
109 | 1 | 1000 | 1 | 1000
110 | 1 | 1000 | 1 | 1000
111 | 1 | 1000 | 1 | 1000
112 | 1 | 1000 | 1 | 1000
113 | 1 | 1000 | 1 | 1000
114 | 1 | 1000 | 1 | 1000
115 | 1 | 1000 | 1 | 1000
116 | 1 | 1000 | 1 | 1000
117 | 1 | 1000 | 1 | 1000
118 | 1 | 1000 | 1 | 1000
119 | 1 | 1000 | 1 | 1000
120 | 1 | 1000 | 1 | 1000
121 | 1 | 1000 | 1 | 1000
122 | 1 | 1000 | 1 | 1000
123 | 1 | 1000 | 1 | 1000
124 | 1 | 1000 | 1 | 1000
125 | 1 | 1000 | 1 | 1000
126 | 1 | 1000 | 1 | 1000
127 | 1 | 1000 | 1 | 1000
128 | 1 | 1000 | 1 | 1000
129 | 1 | 1000 | 1 | 1000
130 | 1 | 1000 | 1 | 1000
131 | 1 | 1000 | 1 | 1000
132 | 1 | 1000 | 1 | 1000
133 | 1 | 1000 | 1 | 1000
134 | 1 | 1000 | 1 | 1000
135 | 1 | 1000 | 1 | 1000
136 | 1 | 1000 | 1 | 1000
137 | 1 | 1000 | 1 | 1000
138 | 1 | 1000 | 1 | 1000
139 | 1 | 1000 | 1 | 1000
140 | 1 | 1000 | 1 | 1000
141 | 1 | 1000 | 1 | 1000
142 | 1 | 1000 | 1 | 1000
143 | 1 | 1000 | 1 | 1000
144 | 1 | 1000 | 1 | 1000
145 | 1 | 1000 | 1 | 1000
146 | 1 | 1000 | 1 | 1000
147 | 1 | 1000 | 1 | 1000
148 | 1 | 1000 | 1 | 1000
149 | 1 | 1000 | 1 | 1000
150 | 1 | 1000 | 1 | 1000
151 | 1 | 1000 | 1 | 1000
152 | 1 | 1000 | 1 | 1000
153 | 1 | 1000 | 1 | 1000
154 | 1 | 1000 | 1 | 1000
155 | 1 | 1000 | 1 | 1000
156 | 1 | 1000 | 1 | 1000
157 | 1 | 1000 | 1 | 1000
158 | 1 | 1000 | 1 | 1000
159 | 1 | 1000 | 1 | 1000
160 | 1 | 1000 | 1 | 1000
161 | 1 | 1000 | 1 | 1000
162 | 1 | 1000 | 1 | 1000
163 | 1 | 1000 | 1 | 1000
164 | 1 | 1000 | 1 | 1000
165 | 1 | 1000 | 1 | 1000
166 | 1 | 1000 | 1 | 1000
167 | 1 | 1000 | 1 | 1000
168 | 1 | 1000 | 1 | 1000
Note on A1: Zuyi Li: Maintenance Period
Note on B1: Zuyi Li: Maximum number of units on maintenance in the maintenance period
Note on C1: Zuyi Li: Maximum capacity (MW) of units on maintenance in the maintenance period
Note on D1: Zuyi Li: Maximum number of lines on maintenance in the maintenance period
Note on E1: Zuyi Li: Maximum capacity (MW) of lines on maintenance in the maintenance period

## PeriodLoad
Period | LoadDistr
1 | 53.7112
2 | 50.5046
3 | 48.0996
4 | 47.2979
5 | 47.2979
6 | 48.0996
7 | 59.3228
8 | 68.9428
9 | 76.1577
10 | 76.9594
11 | 76.9594
12 | 76.1577
13 | 76.1577
14 | 76.1577
15 | 74.5544
16 | 75.356
17 | 79.3643
18 | 80.166
19 | 80.166
20 | 76.9594
21 | 72.9511
22 | 66.5378
23 | 58.5212
24 | 50.5046
25 | 57.754
26 | 54.306
27 | 51.72
28 | 50.858
29 | 50.858
30 | 51.72
31 | 63.788
32 | 74.132
33 | 81.89
34 | 82.752
35 | 82.752
36 | 81.89
37 | 81.89
38 | 81.89
39 | 80.166
40 | 81.028
41 | 85.338
42 | 86.2
43 | 86.2
44 | 82.752
45 | 78.442
46 | 71.546
47 | 62.926
48 | 54.306
49 | 56.5989
50 | 53.2199
51 | 50.6856
52 | 49.8408
53 | 49.8408
54 | 50.6856
55 | 62.5122
56 | 72.6494
57 | 80.2522
58 | 81.097
59 | 81.097
60 | 80.2522
61 | 80.2522
62 | 80.2522
63 | 78.5627
64 | 79.4074
65 | 83.6312
66 | 84.476
67 | 84.476
68 | 81.097
69 | 76.8732
70 | 70.1151
71 | 61.6675
72 | 53.2199
73 | 55.4438
74 | 52.1338
75 | 49.6512
76 | 48.8237
77 | 48.8237
78 | 49.6512
79 | 61.2365
80 | 71.1667
81 | 78.6144
82 | 79.4419
83 | 79.4419
84 | 78.6144
85 | 78.6144
86 | 78.6144
87 | 76.9594
88 | 77.7869
89 | 81.9245
90 | 82.752
91 | 82.752
92 | 79.4419
93 | 75.3043
94 | 68.6842
95 | 60.409
96 | 52.1338
97 | 54.2888
98 | 51.0476
99 | 48.6168
100 | 47.8065
101 | 47.8065
102 | 48.6168
103 | 59.9607
104 | 69.6841
105 | 76.9766
106 | 77.7869
107 | 77.7869
108 | 76.9766
109 | 76.9766
110 | 76.9766
111 | 75.356
112 | 76.1663
113 | 80.2177
114 | 81.028
115 | 81.028
116 | 77.7869
117 | 73.7355
118 | 67.2532
119 | 59.1504
120 | 51.0476
121 | 51.7717
122 | 47.7893
123 | 45.1343
124 | 43.8068
125 | 42.4794
126 | 43.1431
127 | 43.8068
128 | 46.4618
129 | 53.0992
130 | 58.4091
131 | 59.7366
132 | 60.4003
133 | 59.7366
134 | 58.4091
135 | 57.7454
136 | 57.7454
137 | 60.4003
138 | 66.374
139 | 65.7103
140 | 64.3828
141 | 62.3916
142 | 61.0641
143 | 57.7454
144 | 53.7629
145 | 50.427
146 | 46.548
147 | 43.962
148 | 42.669
149 | 41.376
150 | 42.0225
151 | 42.669
152 | 45.255
153 | 51.72
154 | 56.892
155 | 58.185
156 | 58.8315
157 | 58.185
158 | 56.892
159 | 56.2455
160 | 56.2455
161 | 58.8315
162 | 64.65
163 | 64.0035
164 | 62.7105
165 | 60.771
166 | 59.478
167 | 56.2455
168 | 52.3665
Note on A1: Zuyi Li: Maintenance Period
Note on B1: fuyong: load distribution in each period (x% PeakLoad)